## GENERAL SUMMARY
SUMMARY
DATE |  | PROJECT NAME | PROJECT LOCATION
2026-10-09 |  | FIFTH THIRD BANK WATSON BLVD | 2711 WATSON BOULEVARD WARNER ROBINS, GA 31093
GROSS AREA: 2000 SF
LINE NO. | CSI DIV. | DESCRIPTION | TOTAL LABOR HOURS | MATERIAL COST | LABOR COST | TOTAL COST
0
1 | DIV. 01 | GENERAL REQUIREMENTS | 0 HRS | 0 | 164818.5 | 164818.5
2 | DIV. 02 | EXISTING CONDITIONS | 2747 HRS | 0 | 172757.7728 | 172757.7728
3 | DIV. 03 | CONCRETE | 413 HRS | 26726.0594 | 21916.8737 | 48642.9331
4 | DIV. 04 | MASONRY | 224 HRS | 6160.8637 | 11128.6223 | 17289.486
5 | DIV. 05 | METALS | 777 HRS | 90177.1031 | 58048.8159 | 148225.919
6 | DIV. 06 | WOOD, PLASTICS AND COMPOSITES | 284 HRS | 66000.4076 | 15734.3518 | 81734.7595
7 | DIV. 07 | THERMAL AND MOISTURE PROTECTION | 855 HRS | 72497.177 | 44027.7746 | 116524.9516
8 | DIV. 08 | OPENINGS | 213 HRS | 100158.2436 | 11901.2918 | 112059.5354
9 | DIV. 09 | FINISHES | 1025 HRS | 85410.6216 | 54520.8624 | 139931.484
10 | DIV. 10 | SPECIALTIES | 15 HRS | 3690.2857 | 833.6924 | 4523.9781
11 | DIV. 11 | EQUIPMENT | 27 HRS | 28358.1806 | 1625.946 | 29984.1266
12 | DIV. 12 | FURNISHINGS | 205 HRS | 39362.7286 | 10903.6762 | 50266.4048
13 | DIV. 22 | PLUMBING | 381 HRS | 49734.1785 | 23664.705 | 73398.8836
14 | DIV. 23 | HEATING, VENTILATION AND AIR CONDITIONING (HVAC) | 320 HRS | 58771.3289 | 19414.5266 | 78185.8554
15 | DIV. 26 | ELECTRICAL | 759 HRS | 236144.1881 | 49138.3468 | 285282.5348
16 | DIV. 28 | ELECTRONIC SAFETY AND SECURITY | 140 HRS | 30241.8354 | 8932.1232 | 39173.9586
17 | DIV. 31 | EARTHWORK | 294 HRS | 0 | 12926.431 | 12926.431
18 | DIV. 32 | EXTERIOR IMPROVEMENT | 3077 HRS | 302445.0707 | 168459.8631 | 470904.9339
19 | DIV. 33 | UTILITIES | 1612 HRS | 71124.2586 | 76562.6225 | 147686.8811
20 |  | TOTAL PROJECT COST AND MANHOURS | 13369 HRS |  |  | 2194319.3293

## DETAILED ESTIMATE
[18 empty] | MAT. FAC. | LAB. FAC.
| CONSTRUCTION COST ESTIMATE BREAKDOWN | [16 empty] | 0.952 | 0.731
PROPOSED PROJECT AMOUNT
[9 empty] | TOTAL MATERIAL COST | [7 empty] | 907334.9549
[9 empty] | TOTAL LABOR COST | [7 empty] | 649836.579
[9 empty] | SUBTOTAL | [7 empty] | 1557171.534
[9 empty] | SALES TAX | [6 empty] | 7% | 63513.4468
[9 empty] | LABOR BURDEN | [6 empty] | 10% | 64983.6579
[9 empty] | OVERHEAD & PROFIT | [6 empty] | 25% | 389292.8835
[9 empty] | BONDING | [6 empty] | 2% | 41499.2304
[9 empty] | CONTINGENCY / WASTAGE | [6 empty] | 5% | 77858.5767
[9 empty] | PROPOSED PROJECT AMOUNT | [7 empty] | 2194319.3293
[9 empty] | TOTAL MANHOURS | [7 empty] | 13368.1267
| DATE |  | SCOPE OF WORK | PROJECT NAME |  |  |  |  | PROJECT LOCATION
| 2026-10-09 |  | COMPLETE GC | FIFTH THIRD BANK WATSON BLVD |  |  |  |  | 2711 WATSON BOULEVARD WARNER ROBINS, GA 31093
GROSS AREA: 2000 SF
| LINE NO. | DWG REF./ CSI SEC. | ITEM DESCRIPTION | UNIT OF MEASURE | QUANTITY | MATERIAL |  |  | LABOR | [6 empty] | LINE TOTAL | TRADE TOTAL W/ S.TAX, O&P
[6 empty] | UNIT PRICE | UNIT PRICE | TOTAL COST | UNIT LABOR HOUR | LABOR HOURS | CREW | LABOR RATE | LABOR RATE | UNIT PRICE | TOTAL COST
|  | DIV. 01 | GENERAL REQUIREMENTS |  |  |  | SUBTOTAL MATERIAL | 0 | SUBTOTAL LAB. HRS. | 0 HRS |  |  |  | SUBTOTAL LABOR | 115500 | 115500 | 164818.5
[7 empty] | 0 | 0 |  | 0 |  |  | 0 | 0 | 0 | 0 | 0
| 1 |  | PERMITS, SITE SUPERVISION, FINAL CLEANUP & DUMPSTER | LS | 1 |  | 0 | 0 |  | 0 |  |  | 0 | 115500 | 115500 | 115500 | 164818.5
[7 empty] | 0 | 0 |  | 0 |  |  | 0 | 0 | 0 | 0 | 0
|  | DIV. 02 | EXISTING CONDITIONS |  |  |  | SUBTOTAL MATERIAL | 0 | SUBTOTAL LAB. HRS. | 2747 HRS |  |  |  | SUBTOTAL LABOR | 121063.6109 | 121063.6109 | 172757.7728
[7 empty] | 0 | 0 |  | 0 |  |  | 0 | 0 | 0 | 0 | 0
|  |  | DEMOLITION |  |  |  | 0 | 0 |  | 0 |  |  | 0 | 0 | 0 | 0 | 0
| 2 | C-1.0 | 1: REMOVE EXISTING CURB & GUTTER | LF | 987.22 |  | 0 | 0 | 0.165 | 162.8913 | 1 CLAB | 42.1 | 30.7751 | 5.0779 | 5012.996 | 5012.996 | 7153.5454
| 3 |  | 2: REMOVE EXISTING TWO STORY BUILDING STRUCTURE AND FOUNDATION | CFT | 89780 |  | 0 | 0 | 0.009 | 808.02 | B-8 | 94.03 | 68.7359 | 0.61862 | 55540.0062 | 55540.0062 | 79255.5888
| 4 |  | 2: REMOVE EXISTING ONE STORY BUILDING STRUCTURE AND FOUNDATION | CFT | 17140 |  | 0 | 0 | 0.009 | 154.26 | B-8 | 94.03 | 68.7359 | 0.61862 | 10603.2046 | 10603.2046 | 15130.7729
| 5 |  | 9: REMOVE EXISTING SIDEWALK | SF | 390.17 |  | 0 | 0 | 0.075 | 29.2628 | 1 CLAB | 42.1 | 30.7751 | 2.3081 | 900.5641 | 900.5641 | 1285.1049
| 6 |  | 10: REMOVE EXISTING MONUMENT SIGN | EA | 1 |  | 0 | 0 | 3.5 | 3.5 | 1 CLAB | 42.1 | 30.7751 | 107.7129 | 107.7129 | 107.7129 | 153.7062
| 7 |  | 11: REMOVE EXISTING CONCRETE RAMP | SF | 442.37 |  | 0 | 0 | 0.075 | 33.1777 | 1 CLAB | 42.1 | 30.7751 | 2.3081 | 1021.0486 | 1021.0486 | 1457.0363
| 8 |  | 11: REMOVE EXISTING BRICK STAIR STEPS | EA | 7 |  | 0 | 0 | 0.225 | 1.575 | 1 CLAB | 42.1 | 30.7751 | 6.9244 | 48.4708 | 48.4708 | 69.1678
| 9 |  | 7: REMOVE EXISTING PAVEMENT W/ PAVEMENT STRIPING | SF | 19363.57 |  | 0 | 0 | 0.075 | 1452.2677 | 1 CLAB | 42.1 | 30.7751 | 2.3081 | 44693.6852 | 44693.6852 | 63777.8888
| 10 |  | 8: REMOVE EXISTING TREES/VEGETATION | EA | 2 |  | 0 | 0 | 1.95 | 3.9 | 1 CLAB | 42.1 | 30.7751 | 60.0114 | 120.0229 | 120.0229 | 171.2727
| 11 |  | 6: REMOVE EXISTING WATER LINE AND ASSOCIATED STRUCTURES | LF | 55.6 |  | 0 | 0 | 0.065 | 3.614 | 1 CLAB | 42.1 | 30.7751 | 2.0004 | 111.2212 | 111.2212 | 158.7127
| 12 |  | 5: REMOVE EXISTING POWER LINE AND ASSOCIATED STRUCTURES | LF | 965.36 |  | 0 | 0 | 0.06 | 57.9216 | 1 CLAB | 42.1 | 30.7751 | 1.8465 | 1782.543 | 1782.543 | 2543.6889
| 13 |  | REMOVE EXISTING METAL HANDRAIL | LF | 76.2 |  | 0 | 0 | 0.135 | 10.287 | 1 CLAB | 42.1 | 30.7751 | 4.1546 | 316.5835 | 316.5835 | 451.7646
| 14 |  | 4: REMOVE EXISTING STORM SEWER LINE AND ASSOCIATED STRUCTURES - ASSUMED | LF | 107.11 |  | 0 | 0 | 0.095 | 10.1754 | 1 CLAB | 42.1 | 30.7751 | 2.9236 | 313.1505 | 313.1505 | 446.8658
| 15 |  | 4: REMOVE EXISTING STORM STRUCTURE | EA | 2 |  | 0 | 0 | 8 | 16 | 1 CLAB | 42.1 | 30.7751 | 246.2008 | 492.4016 | 492.4016 | 702.6571
[7 empty] | 0 | 0 |  | 0 |  |  | 0 | 0 | 0 | 0 | 0
|  | DIV. 03 | CONCRETE |  |  |  | SUBTOTAL MATERIAL | 19139.2577 |  | 413 HRS |  |  |  | SUBTOTAL LABOR | 15358.7061 | 34497.9638 | 48642.9331
[7 empty] | 0 | 0 |  | 0 |  |  | 0 | 0 | 0 | 0 | 0
|  |  | SLAB ON GRADE |  |  |  | 0 | 0 |  | 0 |  |  | 0 | 0 | 0 | 0 | 0
| 16 | S201 | 4"THK. CONCRETE SLAB ON GRADE W/ 6x6 W2.9xW2.9 WIRE MESH O/ 10 MIL VAPOR BARRIER O/ 4"THK. GRAVEL BED | SF | 1917.6 | 2.59 | 2.4657 | 4728.188 | 0.073 | 139.9848 | C14G | 47.35 | 34.6129 | 2.5267 | 4845.2729 | 9573.4609 | 13516.6461
[7 empty] | 0 | 0 |  | 0 |  |  | 0 | 0 | 0 | 0 | 0
|  |  | JOINT |  |  |  | 0 | 0 |  | 0 |  |  | 0 | 0 | 0 | 0 | 0
| 17 |  | 1/2" ISOLATION JOINT | LF | 39.22 | 1.29 | 1.2281 | 48.1653 | 0.024 | 0.94128 | 1 CARP | 53.15 | 38.8526 | 0.93246 | 36.5712 | 84.7365 | 119.4452
| 18 |  | 1" SAW-CUT JOINT | LF | 364.11 | 1.59 | 1.5137 | 551.146 | 0.024 | 8.7386 | 1 CARP | 53.15 | 38.8526 | 0.93246 | 339.5193 | 890.6653 | 1254.1144
[7 empty] | 0 | 0 |  | 0 |  |  | 0 | 0 | 0 | 0 | 0
|  |  | FOOTING |  |  |  | 0 | 0 |  | 0 |  |  | 0 | 0 | 0 | 0 | 0
[7 empty] | 0 | 0 |  | 0 |  |  | 0 | 0 | 0 | 0 | 0
|  | S201 | CONTINUOUS FOOTING |  |  |  | 0 | 0 |  | 0 |  |  | 0 | 0 | 0 | 0 | 0
| 19 |  | 2'Wx1'D CONTINUOUS FOOTING W/ (2) #6 BARS | CY | 9.1963 | 310 | 295.12 | 2714.011 | 5.73 | 52.6948 | C14C | 50.61 | 36.9959 | 211.9866 | 1949.4913 | 4663.5022 | 6571.7689
[7 empty] | 0 | 0 |  | 0 |  |  | 0 | 0 | 0 | 0 | 0
|  |  | ISOLATED FOOTING |  |  |  | 0 | 0 |  | 0 |  |  | 0 | 0 | 0 | 0 | 0
| 20 |  | 3'x3'x1'D ISOLATED FOOTING W/ (4) #4 EACHWAY BARS | CY | 1 | 304.22 | 289.6174 | 289.6174 | 6.415 | 6.415 | C14H | 52.21 | 38.1655 | 244.8317 | 244.8317 | 534.4492 | 753.7967
| 21 |  | 3'8"x3'8"x1'D ISOLATED FOOTING W/ (5) #4 EACHWAY BARS | CY | 1.4965 | 304.22 | 289.6174 | 433.4254 | 6.415 | 9.6003 | C14H | 52.21 | 38.1655 | 244.8317 | 366.4016 | 799.827 | 1128.0903
| 22 |  | 5'x5'x1'2"D ISOLATED FOOTING W/ (5) #5 EACHWAY BARS | CY | 6.5 | 304.22 | 289.6174 | 1882.5134 | 6.415 | 41.6975 | C14H | 52.21 | 38.1655 | 244.8317 | 1591.4064 | 3473.9197 | 4899.6785
| 23 |  | 6'x6'x1'4"D ISOLATED FOOTING W/ (7) #5 EACHWAY BARS | CY | 1.7733 | 304.22 | 289.6174 | 513.5883 | 6.415 | 11.3759 | C14H | 52.21 | 38.1655 | 244.8317 | 434.1683 | 947.7566 | 1336.7328
| 24 |  | 7'x7'x1'4"D ISOLATED FOOTING W/ (7) #6 EACHWAY BARS | CY | 2.4137 | 304.22 | 289.6174 | 699.0507 | 6.415 | 15.4839 | C14H | 52.21 | 38.1655 | 244.8317 | 590.9513 | 1290.002 | 1819.4419
| 25 |  | 7'x4'x1'4"D ISOLATED FOOTING W/ (7) #6 TOP & BOTTOM BARS, (5) #6 TOP & BOTTOM BARS | CY | 1.3793 | 304.22 | 289.6174 | 399.4575 | 6.415 | 8.8479 | C14H | 52.21 | 38.1655 | 244.8317 | 337.6865 | 737.144 | 1039.6811
| 26 |  | 5'x10'x1'2"D ISOLATED FOOTING W/ (9) #6 TOP & BOTTOM BARS, (5) #6 TOP & BOTTOM BARS | CY | 2.1667 | 304.22 | 289.6174 | 627.5045 | 6.415 | 13.8992 | C14H | 52.21 | 38.1655 | 244.8317 | 530.4688 | 1157.9732 | 1633.2262
[7 empty] | 0 | 0 |  | 0 |  |  | 0 | 0 | 0 | 0 | 0
|  |  | STEM WALL |  |  |  | 0 | 0 |  | 0 |  |  | 0 | 0 | 0 | 0 | 0
| 27 | S201 | 8"THK. CONCRETE STEM WALL W/ #4 BARS @ 10" O.C & #4 DOWEL BAR @ 18" O.C | CY | 9.6281 | 366 | 348.432 | 3354.7549 | 5.017 | 48.3044 | C14D | 54.81 | 40.0661 | 201.0117 | 1935.3702 | 5290.1251 | 7446.353
| 28 |  | 10"THK. CONCRETE STEM WALL W/ #4 BARS @ 10" O.C | CY | 0.52259 | 366 | 348.432 | 182.088 | 5.017 | 2.6218 | C14D | 54.81 | 40.0661 | 201.0117 | 105.0472 | 287.1352 | 404.17
[7 empty] | 0 | 0 |  | 0 |  |  | 0 | 0 | 0 | 0 | 0
|  |  | CONCRETE PAD |  |  |  | 0 | 0 |  | 0 |  |  | 0 | 0 | 0 | 0 | 0
| 29 | P302 | 18"x18"x6"THK. CONCRETE PAD FOR CLEAN OUT | CY | 0.041667 | 304.22 | 289.6174 | 12.0674 | 6.415 | 0.26729 | C14H | 52.21 | 38.1655 | 244.8317 | 10.2013 | 22.2687 | 31.4082
[7 empty] | 0 | 0 |  | 0 |  |  | 0 | 0 | 0 | 0 | 0
|  |  | FORMWORK |  |  |  | 0 | 0 |  | 0 |  |  | 0 | 0 | 0 | 0 | 0
| 30 |  | FORMWORK REQUIRED | SF | 1420 | 2 | 1.904 | 2703.68 | 0.037 | 52.54 | 2 CARP | 53.15 | 38.8526 | 1.4375 | 2041.3182 | 4744.9982 | 6688.3799
[7 empty] | 0 | 0 |  | 0 |  |  | 0 | 0 | 0 | 0 | 0
|  | DIV. 04 | MASONRY |  |  |  | SUBTOTAL MATERIAL | 4411.962 |  | 224 HRS |  |  |  | SUBTOTAL LABOR | 7798.6141 | 12210.5761 | 17289.486
[7 empty] | 0 | 0 |  | 0 |  |  | 0 | 0 | 0 | 0 | 0
|  |  | CMU |  |  |  | 0 | 0 |  | 0 |  |  | 0 | 0 | 0 | 0 | 0
| 31 | A110 | 4"THK. FULLY GROUTED CMU STEM WALL W/ GROUT CAVITY SOLID | SF | 209.475 | 3.03 | 2.8846 | 604.2432 | 0.165 | 34.5634 | D-9 | 46.9 | 34.2839 | 5.6568 | 1184.9673 | 1789.2105 | 2534.7135
[7 empty] | 0 | 0 |  | 0 |  |  | 0 | 0 | 0 | 0 | 0
|  |  | EXTERIOR FINISH |  |  |  | 0 | 0 |  | 0 |  |  | 0 | 0 | 0 | 0 | 0
| 32 | A200, A201 | 3-5/8"THK. STANDARD MODULAR BRICK VENEER W/ ADJUSTABLE BRICK TIES @ 32"O.C HORIZOANTAL & 16" VERTICAL MFR: ACME BRICL COLOR: SLATE GRAY - MORTAR MANUFACTURER: COOSA, MORTAR COLOR: OLD LIME PUTTY | SF | 400 | 6.63 | 6.3118 | 2524.704 | 0.335 | 134 | D-8 | 47.93 | 35.0368 | 11.7373 | 4694.9352 | 7219.6392 | 10225.1692
[7 empty] | 0 | 0 |  | 0 |  |  | 0 | 0 | 0 | 0 | 0
|  |  | ROWLOCK |  |  |  | 0 | 0 |  | 0 |  |  | 0 | 0 | 0 | 0 | 0
| 33 |  | 3-1/4"THK. x 3-5/8"H HALF ROWLOCK BRICK | LF | 149.33 | 1.8 | 1.7136 | 255.8919 | 0.091 | 13.589 | D-8 | 47.93 | 35.0368 | 3.1884 | 476.1165 | 732.0084 | 1036.7457
| 34 |  | 7-5/8"THK. x 3-5/8"H ROWLOCK SILL | LF | 149.86 | 4.21 | 4.0079 | 600.6269 | 0.213 | 31.9202 | D-8 | 47.93 | 35.0368 | 7.4628 | 1118.3819 | 1719.0088 | 2434.6464
[7 empty] | 0 | 0 |  | 0 |  |  | 0 | 0 | 0 | 0 | 0
|  |  | VAPOR BARRIER |  |  |  | 0 | 0 |  | 0 |  |  | 0 | 0 | 0 | 0 | 0
| 35 |  | LUID APPLIED VAPOR BARRIER | SF | 400 | 1.12 | 1.0662 | 426.496 | 0.024 | 9.6 | 2 ROFC | 46.2 | 33.7722 | 0.81053 | 324.2131 | 750.7091 | 1058.2111
[7 empty] | 0 | 0 |  | 0 |  |  | 0 | 0 | 0 | 0 | 0
|  | DIV. 05 | METALS |  |  |  | SUBTOTAL MATERIAL | 64578.2749 |  | 777 HRS |  |  |  | SUBTOTAL LABOR | 40678.918 | 105257.1929 | 148225.919
[7 empty] | 0 | 0 |  | 0 |  |  | 0 | 0 | 0 | 0 | 0
|  |  | COLUMN |  |  |  | 0 | 0 |  | 0 |  |  | 0 | 0 | 0 | 0 | 0
| 36 | S203 - S301 | HSS1-1/2"x1-1/2"x3/16" TUBE COLUMN | LF | 9.48 | 5.47 | 5.2074 | 49.3665 | 0.04 | 0.3792 | E-2 | 87.43 | 63.9113 | 2.5565 | 24.2352 | 73.6017 | 103.519
| 37 |  | HSS4x4x1/4 COLUMN | LF | 13.6 | 21.98 | 20.925 | 284.5795 | 0.159 | 2.1624 | E-2 | 87.43 | 63.9113 | 10.1619 | 138.2019 | 422.7813 | 594.6008
| 38 |  | HSS5x5x3/8 COLUMN | LF | 39.14 | 40.27 | 38.337 | 1500.5117 | 0.291 | 11.3897 | E-2 | 87.43 | 63.9113 | 18.5982 | 727.9334 | 2228.4452 | 3134.0756
| 39 |  | HSS6x6x1/2 COLUMN | LF | 19.72 | 63.43 | 60.3854 | 1190.7993 | 0.458 | 9.0318 | E-2 | 87.43 | 63.9113 | 29.2714 | 577.2318 | 1768.0311 | 2486.5419
| 40 |  | HSS6x6x3/8 COLUMN | LF | 236.34 | 49.46 | 47.0859 | 11128.2863 | 0.357 | 84.3734 | E-2 | 87.43 | 63.9113 | 22.8163 | 5392.4149 | 16520.7013 | 23234.5151
| 41 |  | HSS7x7x1/2 COLUMN | LF | 97.3 | 75.69 | 72.0569 | 7011.1344 | 0.547 | 53.2231 | E-2 | 87.43 | 63.9113 | 34.9595 | 3401.5591 | 10412.6935 | 14644.373
[7 empty] | 0 | 0 |  | 0 |  |  | 0 | 0 | 0 | 0 | 0
|  |  | BEAM |  |  |  | 0 | 0 |  | 0 |  |  | 0 | 0 | 0 | 0 | 0
| 42 | S203, S301 | HSS4x4x1/4 BEAM | LF | 40.21 | 21.98 | 20.925 | 841.3926 | 0.098 | 3.9406 | E-2 | 87.43 | 63.9113 | 6.2633 | 251.8477 | 1093.2404 | 1534.3074
| 43 |  | HSS5x5x1/4 BEAM | LF | 21.5 | 28.12 | 26.7702 | 575.5602 | 0.125 | 2.6875 | E-2 | 87.43 | 63.9113 | 7.9889 | 171.7617 | 747.3219 | 1048.8162
| 44 |  | HSS6x2x1/4 BEAM | LF | 3 | 21.98 | 20.925 | 62.7749 | 0.098 | 0.294 | E-2 | 87.43 | 63.9113 | 6.2633 | 18.7899 | 81.5648 | 114.4721
| 45 |  | HSS6x4x3/8 BEAM | LF | 22.24 | 40.27 | 38.337 | 852.6158 | 0.179 | 3.981 | E-2 | 87.43 | 63.9113 | 11.4401 | 254.4284 | 1107.0442 | 1553.6621
| 46 |  | HSS6x4x3/8 BEAM | LF | 8.98 | 40.27 | 38.337 | 344.2666 | 0.179 | 1.6074 | E-2 | 87.43 | 63.9113 | 11.4401 | 102.7324 | 446.999 | 627.333
| 47 |  | HSS6x6x3/8 BEAM | LF | 3.11 | 49.46 | 47.0859 | 146.4372 | 0.22 | 0.6842 | E-2 | 87.43 | 63.9113 | 14.0605 | 43.7281 | 190.1653 | 266.885
| 48 |  | HSS8x2x1/4 BEAM | LF | 76.68 | 28.12 | 26.7702 | 2052.742 | 0.125 | 9.585 | E-2 | 87.43 | 63.9113 | 7.9889 | 612.5901 | 2665.3321 | 3740.615
| 49 |  | HSS8x3x1/4 BEAM | LF | 36.87 | 31.18 | 29.6834 | 1094.4255 | 0.139 | 5.1249 | E-2 | 87.43 | 63.9113 | 8.8837 | 327.5411 | 1421.9666 | 1995.6569
| 50 |  | HSS8x6x1/4 BEAM | LF | 33.61 | 40.36 | 38.4227 | 1291.3876 | 0.179 | 6.0162 | E-2 | 87.43 | 63.9113 | 11.4401 | 384.5027 | 1675.8903 | 2351.979
| 51 |  | HSS10x6x1/4 BEAM | LF | 65.2 | 46.48 | 44.249 | 2885.0322 | 0.207 | 13.4964 | E-2 | 87.43 | 63.9113 | 13.2296 | 862.5729 | 3747.6051 | 5259.5504
| 52 |  | W8x10 BEAM | LF | 13.49 | 18.1 | 17.2312 | 232.4489 | 0.094 | 1.2681 | E-2 | 87.43 | 63.9113 | 6.0077 | 81.0434 | 313.4923 | 440.2406
| 53 |  | W10x12 BEAM | LF | 56.26 | 21.5 | 20.468 | 1151.5297 | 0.094 | 5.2884 | E-2 | 87.43 | 63.9113 | 6.0077 | 337.9912 | 1489.5209 | 2090.3095
| 54 |  | W10x22 BEAM | LF | 11.88 | 40 | 38.08 | 452.3904 | 0.094 | 1.1167 | E-2 | 87.43 | 63.9113 | 6.0077 | 71.3711 | 523.7615 | 733.5645
| 55 |  | W12x14 BEAM | LF | 74.69 | 25.2 | 23.9904 | 1791.843 | 0.064 | 4.7802 | E-2 | 87.43 | 63.9113 | 4.0903 | 305.5064 | 2097.3494 | 2938.0871
| 56 |  | W12x22 BEAM | LF | 14.98 | 40 | 38.08 | 570.4384 | 0.064 | 0.95872 | E-2 | 87.43 | 63.9113 | 4.0903 | 61.2731 | 631.7115 | 883.9969
| 57 |  | W14x26 BEAM | LF | 19.53 | 47 | 44.744 | 873.8503 | 0.057 | 1.1132 | E-2 | 87.43 | 63.9113 | 3.6429 | 71.1467 | 944.9971 | 1321.771
| 58 |  | W14x30 BEAM | LF | 20.08 | 54.5 | 51.884 | 1041.8307 | 0.062 | 1.245 | E-2 | 87.43 | 63.9113 | 3.9625 | 79.567 | 1121.3978 | 1568.3546
| 59 |  | W16x26 BEAM | LF | 20.07 | 47 | 44.744 | 898.0121 | 0.056 | 1.1239 | E-2 | 87.43 | 63.9113 | 3.579 | 71.8312 | 969.8433 | 1356.4872
[7 empty] | 0 | 0 |  | 0 |  |  | 0 | 0 | 0 | 0 | 0
|  |  | CHANNEL |  |  |  | 0 | 0 |  | 0 |  |  | 0 | 0 | 0 | 0 | 0
| 60 | S301 | C5x6.7 CHANNEL | LF | 53.35 | 6.43 | 6.1214 | 326.5746 | 0.322 | 17.1787 | E-3 | 64.38 | 47.0618 | 15.1539 | 808.4602 | 1135.0348 | 1609.7014
| 61 |  | C7x9.8 CHANNEL | LF | 428.46 | 9.41 | 8.9583 | 3838.2818 | 0.47 | 201.3762 | E-3 | 64.38 | 47.0618 | 22.119 | 9477.1224 | 13315.4042 | 18883.6304
| 62 |  | C8x11.5 CHANNEL | LF | 24.51 | 11.04 | 10.5101 | 257.6021 | 0.828 | 20.2943 | E-3 | 64.38 | 47.0618 | 38.9672 | 955.0849 | 1212.687 | 1722.6217
[7 empty] | 0 | 0 |  | 0 |  |  | 0 | 0 | 0 | 0 | 0
|  |  | BRACING/BRIDGING |  |  |  | 0 | 0 |  | 0 |  |  | 0 | 0 | 0 | 0 | 0
| 63 | S203 - S301 | HSS4x4x1/4 DIAGONAL BRACING | LF | 28.62 | 21.98 | 20.925 | 598.8724 | 0.098 | 2.8048 | E-2 | 87.43 | 63.9113 | 6.2633 | 179.2559 | 778.1283 | 1092.0636
| 64 |  | HSS6x6x1/4 DIAGONAL BRACING | LF | 59.56 | 34.24 | 32.5965 | 1941.4463 | 0.152 | 9.0531 | E-2 | 87.43 | 63.9113 | 9.7145 | 578.5969 | 2520.0433 | 3536.6935
| 65 |  | L2-1/2x2-1/2x1/4 X-TYPE BRIDGING | LF | 314.8 | 3.94 | 3.7509 | 1180.777 | 0.373 | 117.4204 | E-3 | 64.38 | 47.0618 | 17.554 | 5526.013 | 6706.7901 | 9534.4576
| 66 |  | L3x3x1/4 HORIZONTAL BRACING | LF | 19.12 | 4.7 | 4.4744 | 85.5505 | 0.446 | 8.5275 | E-3 | 64.38 | 47.0618 | 20.9896 | 401.3203 | 486.8708 | 692.1468
[7 empty] | 0 | 0 |  | 0 |  |  | 0 | 0 | 0 | 0 | 0
|  |  | ANGLE |  |  |  | 0 | 0 |  | 0 |  |  | 0 | 0 | 0 | 0 | 0
| 67 | S203 | L2x2x3/16 ANGLE | LF | 77.67 | 2.3 | 2.1896 | 170.0662 | 0.218 | 16.9321 | E-3 | 64.38 | 47.0618 | 10.2595 | 796.8529 | 966.9191 | 1374.5895
| 68 |  | L3x3x3/16 ANGLE | LF | 99.37 | 3.56 | 3.3891 | 336.7769 | 0.338 | 33.5871 | E-3 | 64.38 | 47.0618 | 15.9069 | 1580.6668 | 1917.4437 | 2725.8868
| 69 |  | L4x3x1/4 LLV ANGLE | LF | 179.93 | 5.34 | 5.0837 | 914.7065 | 0.319 | 57.3977 | E-3 | 64.38 | 47.0618 | 15.0127 | 2701.2365 | 3615.9431 | 5131.9607
[7 empty] | 0 | 0 |  | 0 |  |  | 0 | 0 | 0 | 0 | 0
|  |  | ROOF JOIST |  |  |  | 0 | 0 |  | 0 |  |  | 0 | 0 | 0 | 0 | 0
| 70 | S203 | 12KCS2 ROOF JOIST | LF | 53.96 | 7.95 | 7.5684 | 408.3909 | 0.053 | 2.8599 | E-7 | 82.31 | 60.1686 | 3.1889 | 172.075 | 580.4659 | 815.828
| 71 |  | 16KCS3 ROOF JOIST | LF | 248.55 | 11.45 | 10.9004 | 2709.2944 | 0.044 | 10.9362 | E-7 | 82.31 | 60.1686 | 2.6474 | 658.016 | 3367.3104 | 4722.2475
| 72 |  | 18KCS2 ROOF JOIST | LF | 108.49 | 8.95 | 8.5204 | 924.3782 | 0.04 | 4.3396 | E-7 | 82.31 | 60.1686 | 2.4067 | 261.1077 | 1185.4859 | 1663.4024
[7 empty] | 0 | 0 |  | 0 |  |  | 0 | 0 | 0 | 0 | 0
|  |  | DECK |  |  |  | 0 | 0 |  | 0 |  |  | 0 | 0 | 0 | 0 | 0
| 73 | S203 | 1-1/2" WIDE RIB TYPE B 22GA. GALVANIZED (G90) ROOF DECK | SF | 2208.37 | 3.85 | 3.6652 | 8094.1177 | 0.012 | 26.5004 | E-4 | 62.74 | 45.8629 | 0.55036 | 1215.3881 | 9309.5058 | 13036.9848
[7 empty] | 0 | 0 |  | 0 |  |  | 0 | 0 | 0 | 0 | 0
|  |  | CONNECTION |  |  |  | 0 | 0 |  | 0 |  |  | 0 | 0 | 0 | 0 | 0
| 74 | S201 | 5"x5"x1/4" STEEL BASE PLATE | EA | 6 | 5.19 | 4.9409 | 29.6453 | 0.027 | 0.162 | SSWK | 57.65 | 42.1422 | 1.1378 | 6.827 | 36.4723 | 51.1388
| 75 |  | 12"x12"x3/4"THK. BASE PLATE | EA | 10 | 79.63 | 75.8078 | 758.0776 | 0.414 | 4.14 | SSWK | 57.65 | 42.1422 | 17.4469 | 174.4685 | 932.5461 | 1307.5461
| 76 |  | 14"x14"x1"THK. BASE PLATE | EA | 4 | 144.52 | 137.583 | 550.3322 | 0.752 | 3.008 | SSWK | 57.65 | 42.1422 | 31.6909 | 126.7636 | 677.0957 | 949.3755
| 77 |  | 15"x18"x3/4"THK. BASE PLATE | EA | 4 | 149.31 | 142.1431 | 568.5725 | 0.776 | 3.104 | SSWK | 57.65 | 42.1422 | 32.7023 | 130.8092 | 699.3817 | 980.6194
| 78 |  | 11"x5-1/2"x3/4"THK. CAP PLATE | EA | 2 | 33.46 | 31.8539 | 63.7078 | 0.174 | 0.348 | SSWK | 57.65 | 42.1422 | 7.3327 | 14.6655 | 78.3733 | 109.8893
| 79 |  | 12"x6-1/2"x3/4"THK. CAP PLATE | EA | 16 | 43.13 | 41.0598 | 656.9562 | 0.224 | 3.584 | SSWK | 57.65 | 42.1422 | 9.4398 | 151.0375 | 807.9936 | 1132.904
[7 empty] | 0 | 0 |  | 0 |  |  | 0 | 0 | 0 | 0 | 0
|  |  | LADDER |  |  |  | 0 | 0 |  | 0 |  |  | 0 | 0 | 0 | 0 | 0
| 80 | A110, 3/A450 | 1'9"Wx13'4"H ALUMINUM ROOF ACCESS LADDER W/ - 1-1/4" SERRATED RUNGS - 3/16" ALUMINUM WALL BRACKET - SAFETY POST | EA | 1 | 1933.29 | 1840.4921 | 1840.4921 | 8.533 | 8.533 | E-4 | 62.74 | 45.8629 | 391.3485 | 391.3485 | 2231.8405 | 3128.5174
[7 empty] | 0 | 0 |  | 0 |  |  | 0 | 0 | 0 | 0 | 0
|  | DIV. 06 | WOOD, PLASTICS AND COMPOSITES |  |  |  | SUBTOTAL MATERIAL | 47264.6861 |  | 284 HRS |  |  |  | SUBTOTAL LABOR | 11026.1751 | 58290.8612 | 81734.7595
[7 empty] | 0 | 0 |  | 0 |  |  | 0 | 0 | 0 | 0 | 0
|  |  | SHEATHING |  |  |  | 0 | 0 |  | 0 |  |  | 0 | 0 | 0 | 0 | 0
| 81 | S111-S131 | 1/2"THK. PLYWOOD SHEATHING AT BOOTH WALL | SF | 47.7 | 1.824 | 1.7364 | 82.8286 | 0.019 | 0.9063 | 2 CARP | 53.15 | 38.8526 | 0.7382 | 35.2122 | 118.0407 | 165.9096
| 82 | A120, A140 | 1/2"THK. PLYWOOD SHEATHING AT EXTERIOR WALL | SF | 3057.0775 | 1.824 | 1.7364 | 5308.4561 | 0.019 | 58.0845 | 2 CARP | 53.15 | 38.8526 | 0.7382 | 2256.7357 | 7565.1918 | 10633.0899
| 83 |  | 5/8"THK. PLYWOOD SHEATHING AT EXTERIOR WALL | SF | 162.9919 | 2.4 | 2.2848 | 372.4039 | 0.021 | 3.4228 | 2 CARP | 53.15 | 38.8526 | 0.81591 | 132.986 | 505.3899 | 709.7958
| 84 | A140 | 5/8"THK. PLYWOOD SHEATHING AT ROOF | SF | 285 | 2.4 | 2.2848 | 651.168 | 0.021 | 5.985 | 2 CARP | 53.15 | 38.8526 | 0.81591 | 232.5331 | 883.7011 | 1241.1157
| 85 | A130 | 5/8"THK. PLYWOOD SHEATHING AT CANOPY CEILING | SF | 568.5 | 2.4 | 2.2848 | 1298.9088 | 0.021 | 11.9385 | 2 CARP | 53.15 | 38.8526 | 0.81591 | 463.8424 | 1762.7512 | 2475.6993
| 86 | A706 | 3/4"THK. PLYWOOD SHEATHING AT BOOTH CEILING | SF | 152 | 2.34 | 2.2277 | 338.6074 | 0.023 | 3.496 | 2 CARP | 53.15 | 38.8526 | 0.89361 | 135.8289 | 474.4362 | 666.6591
| 87 | E702 | 3/4"THK. FIRE RATED PLYWOOD BACKBOARD AT IT ROOM | SF | 215.33 | 2.34 | 2.2277 | 479.6863 | 0.023 | 4.9526 | 2 CARP | 53.15 | 38.8526 | 0.89361 | 192.4212 | 672.1076 | 944.4191
[7 empty] | 0 | 0 |  | 0 |  |  | 0 | 0 | 0 | 0 | 0
|  |  | INTERIOR TRIM |  |  |  | 0 | 0 |  | 0 |  |  | 0 | 0 | 0 | 0 | 0
| 88 | A600 | INTERIOR TRIM AT OPENING, ASSUMED | LF | 910 | 2.95 | 2.8084 | 2555.644 | 0.032 | 29.12 | 1 CARP | 53.15 | 38.8526 | 1.2433 | 1131.3892 | 3687.0332 | 5183.1936
[7 empty] | 0 | 0 |  | 0 |  |  | 0 | 0 | 0 | 0 | 0
|  |  | BLOCKING |  |  |  | 0 | 0 |  | 0 |  |  | 0 | 0 | 0 | 0 | 0
| 89 | A700 - A707 | 1x4 FIRE RETARDANT TREATED BLOCKING | LF | 240.66 | 0.6885 | 0.65545 | 157.7411 | 0.0195 | 4.6929 | 2 CARP | 53.15 | 38.8526 | 0.75763 | 182.3304 | 340.0715 | 480.4552
| 90 |  | 2x4 FIRE RETARDANT TREATED BLOCKING | LF | 10 | 0.918 | 0.87394 | 8.7394 | 0.026 | 0.26 | 2 CARP | 53.15 | 38.8526 | 1.0102 | 10.1017 | 18.841 | 26.6188
| 91 | A140 | 2x4 TREATED BLOCKING | LF | 46 | 0.918 | 0.87394 | 40.2011 | 0.026 | 1.196 | 2 CARP | 53.15 | 38.8526 | 1.0102 | 46.4678 | 86.6688 | 122.4463
| 92 |  | 2x6 TREATED BLOCKING | LF | 46 | 0.9585 | 0.91249 | 41.9746 | 0.028 | 1.288 | 2 CARP | 53.15 | 38.8526 | 1.0879 | 50.0422 | 92.0168 | 130.0236
| 93 |  | 2x16 TREATED BLOCKING | LF | 15 | 3.132 | 2.9817 | 44.725 | 0.06 | 0.9 | 2 CARP | 53.15 | 38.8526 | 2.3312 | 34.9674 | 79.6923 | 112.3524
| 94 |  | 2x10 TREATED BLOCKING | LF | 148 | 1.6065 | 1.5294 | 226.3494 | 0.046 | 6.808 | 2 CARP | 53.15 | 38.8526 | 1.7872 | 264.5088 | 490.8583 | 693.5285
| 95 |  | 2x14 TREATED BLOCKING | LF | 40 | 2.7405 | 2.609 | 104.3582 | 0.059 | 2.36 | 2 CARP | 53.15 | 38.8526 | 2.2923 | 91.6923 | 196.0505 | 276.5707
| 96 |  | 1x6 TREATED BLOCKING | LF | 40 | 0.71888 | 0.68437 | 27.3748 | 0.021 | 0.84 | 2 CARP | 53.15 | 38.8526 | 0.81591 | 32.6362 | 60.011 | 84.798
` | 97 | A200 | 2x6 BLOCKING | LF | 8.78 | 0.852 | 0.8111 | 7.1215 | 0.028 | 0.24584 | 2 CARP | 53.15 | 38.8526 | 1.0879 | 9.5515 | 16.673 | 23.5745
[7 empty] | 0 | 0 |  | 0 |  |  | 0 | 0 | 0 | 0 | 0
|  |  | FINISH CARPENTRY & MILLWORK |  |  |  | 0 | 0 |  | 0 |  |  | 0 | 0 | 0 | 0 | 0
[7 empty] | 0 | 0 |  | 0 |  |  | 0 | 0 | 0 | 0 | 0
|  |  | NOTE: AS PER GENERAL NOTE K ON SHEET A110, ALL MILLWORK BELOW IS TO BE PROVIDED BY THE OWNER, AND INSTALLATION BY THE G.C. IS ASSUMED. |  |  |  | 0 | 0 |  | 0 |  |  | 0 | 0 | 0 | 0 | 0
[7 empty] | 0 | 0 |  | 0 |  |  | 0 | 0 | 0 | 0 | 0
|  |  | CHECK DESK |  |  |  | 0 | 0 |  | 0 |  |  | 0 | 0 | 0 | 0 | 0
| 98 | 1-8/A708 | 4'8-1/2"L x 2'D x 3'6"H PLASTIC LAMINATE CHECK DESK FINISH: PL-5, PL-6 | EA | 1 | 1657.33 | 1577.7782 | 1577.7782 | 3.253 | 3.253 | 2 CARP | 53.15 | 38.8526 | 126.3877 | 126.3877 | 1704.1658 | 2383.5646
[7 empty] | 0 | 0 |  | 0 |  |  | 0 | 0 | 0 | 0 | 0
|  | A700, A702 | TRANSACTION BAR |  |  |  | 0 | 0 |  | 0 |  |  | 0 | 0 | 0 | 0 | 0
| 99 |  | 1'4"Dx3'4"H PLASTIC LAMINATE UPPER CABINET W/ (2) 3/4" ADJUSTABLE PLYWOOD SHELVES & CABINET PULL FINISH: PL-1 | LF | 3.83 | 199.34 | 189.7717 | 726.8255 | 0.309 | 1.1835 | 2 CARP | 53.15 | 38.8526 | 12.0055 | 45.9809 | 772.8065 | 1080.554
| 100 |  | 9-1/2"Dx3'9"H BASE CABINET W/ HINGED P-LAM CABINET DOOR, ADJUSTABLE SHELF, 1/2" PLYWOOD FINISH: PL-4 | LF | 4.66 | 196.84 | 187.3917 | 873.2452 | 0.306 | 1.426 | 2 CARP | 53.15 | 38.8526 | 11.8889 | 55.4023 | 928.6476 | 1298.4588
| 101 |  | 1'2"Dx1'11"L PENCIL DRAWER | EA | 1 | 154.75 | 147.322 | 147.322 | 0.373 | 0.373 | 2 CARP | 53.15 | 38.8526 | 14.492 | 14.492 | 161.814 | 226.4006
| 102 |  | PL-3 FINISH | SF | 7 | 3.5 | 3.332 | 23.324 | 0.06 | 0.42 | 2 CARP | 53.15 | 38.8526 | 2.3312 | 16.3181 | 39.6421 | 55.8556
| 103 |  | PL-4 FINISH | SF | 38.5 | 3.25 | 3.094 | 119.119 | 0.06 | 2.31 | 1 CARP | 53.15 | 38.8526 | 2.3312 | 89.7496 | 208.8686 | 294.4105
| 104 |  | PL-5 FINISH | SF | 6 | 3.25 | 3.094 | 18.564 | 0.06 | 0.36 | 1 CARP | 53.15 | 38.8526 | 2.3312 | 13.987 | 32.551 | 45.8822
| 105 |  | MOCKETT MAX6-94 18" BRUSH GROMMET, SATIN FINISH | EA | 3 | 45.95 | 43.7444 | 131.2332 | 0.5 | 1.5 | 1 CARP | 53.15 | 38.8526 | 19.4263 | 58.279 | 189.5122 | 266.4181
| 106 |  | RICHELIEU PC2026Z869 SQUARE GROMMET | EA | 1 | 202.89 | 193.1513 | 193.1513 | 1.2 | 1.2 | 1 CARP | 53.15 | 38.8526 | 46.6232 | 46.6232 | 239.7745 | 336.2477
[7 empty] | 0 | 0 |  | 0 |  |  | 0 | 0 | 0 | 0 | 0
|  | A701 | BACK COUNTER |  |  |  | 0 | 0 |  | 0 |  |  | 0 | 0 | 0 | 0 | 0
| 107 |  | 2'Dx2'10"H BASE CABINET W/ (2) SEPARATE DRAWERS & (2) CABINET PULLS FINISH: PL-1 | LF | 2.02 | 316 | 300.832 | 607.6806 | 0.635 | 1.2827 | 2 CARP | 53.15 | 38.8526 | 24.6714 | 49.8363 | 657.5169 | 919.6816
| 108 |  | 2'Dx2'10"H (2) DRAWER BASE CABINET W/ CABINET PULLS FINISH: PL-1 | LF | 5.66 | 316 | 300.832 | 1702.7091 | 0.635 | 3.5941 | 2 CARP | 53.15 | 38.8526 | 24.6714 | 139.6403 | 1842.3494 | 2576.9297
| 109 |  | 2'Dx2'10"H (5) DRAWER BASE CABINET W/ CABINET PULLS FINISH: PL-1 | LF | 1 | 316 | 300.832 | 300.832 | 0.635 | 0.635 | 2 CARP | 53.15 | 38.8526 | 24.6714 | 24.6714 | 325.5034 | 455.2879
| 110 |  | 11"D PLASTIC LAMINATE SHELF - PL1 | LF | 4 | 4.61 | 4.3887 | 17.5549 | 0.075 | 0.3 | 1 CARP | 53.15 | 38.8526 | 2.9139 | 11.6558 | 29.2107 | 41.1465
| 111 |  | RICHELIEU PC2026Z869 SQUARE GROMMET | EA | 1 | 202.89 | 193.1513 | 193.1513 | 1.2 | 1.2 | 1 CARP | 53.15 | 38.8526 | 46.6232 | 46.6232 | 239.7745 | 336.2477
| 112 |  | PL-1 FINISH | SF | 83 | 3.75 | 3.57 | 296.31 | 0.06 | 4.98 | 1 CARP | 53.15 | 38.8526 | 2.3312 | 193.4862 | 489.7962 | 689.8721
[7 empty] | 0 | 0 |  | 0 |  |  | 0 | 0 | 0 | 0 | 0
|  |  | LIBRARY MILWWORK |  |  |  | 0 | 0 |  | 0 |  |  | 0 | 0 | 0 | 0 | 0
| 113 |  | 1'Dx2'8"H (2) DRAWER BASE CABINET W/ CABINET PULL - PL1 FINSIH | LF | 5.5 | 253 | 240.856 | 1324.708 | 0.537 | 2.9535 | 2 CARP | 53.15 | 38.8526 | 20.8639 | 114.7513 | 1439.4593 | 2013.5724
| 114 |  | 1'D PLASTIC LAMINATE SHELF - PL1 | LF | 19.5 | 5.05 | 4.8076 | 93.7482 | 0.076 | 1.482 | 1 CARP | 53.15 | 38.8526 | 2.9528 | 57.5796 | 151.3278 | 213.0761
| 115 |  | PL1 COUNTERTOP FINISH OVER 3/4"THK. PLYWOOD | SF | 5 | 55.5 | 52.836 | 264.18 | 0.147 | 0.735 | 2 CARP | 53.15 | 38.8526 | 5.7113 | 28.5567 | 292.7367 | 409.6514
| 116 |  | PL1 FINISH | SF | 96 | 3.75 | 3.57 | 342.72 | 0.06 | 5.76 | 1 CARP | 53.15 | 38.8526 | 2.3312 | 223.7913 | 566.5113 | 797.9243
[7 empty] | 0 | 0 |  | 0 |  |  | 0 | 0 | 0 | 0 | 0
|  | A703 | SERVICE COUNTER |  |  |  | 0 | 0 |  | 0 |  |  | 0 | 0 | 0 | 0 | 0
| 117 |  | 1'10"Dx2'8"H BASE CABINET W/ CABINET PULL - PL1 FINISH | LF | 2.17 | 298 | 283.696 | 615.6203 | 0.607 | 1.3172 | 2 CARP | 53.15 | 38.8526 | 23.5836 | 51.1763 | 666.7966 | 932.6808
| 118 |  | 1'11"Dx2'8"H (3) DRAWER BASE CABINET W/ CABINET PULL - PL1 | LF | 4.5 | 302.5 | 287.98 | 1295.91 | 0.614 | 2.763 | 2 CARP | 53.15 | 38.8526 | 23.8555 | 107.3499 | 1403.2599 | 1962.797
| 119 |  | 1'11"Dx2'8"H TRASH CABINET W/ CABINET PULL - PL1 | LF | 3 | 302.5 | 287.98 | 863.94 | 0.614 | 1.842 | 2 CARP | 53.15 | 38.8526 | 23.8555 | 71.5666 | 935.5066 | 1308.5313
| 120 |  | 1'Dx3'H UPPER CABINET W/ (2) ADJUSTABLE SHELF & CABINET PULL - PL1 | LF | 9.66 | 186 | 177.072 | 1710.5155 | 0.295 | 2.8497 | 2 CARP | 53.15 | 38.8526 | 11.4615 | 110.7184 | 1821.2339 | 2546.559
| 121 |  | 11"D PLASTIC LAMINATE SHELF - PL1 | LF | 6 | 4.61 | 4.3887 | 26.3323 | 0.075 | 0.45 | 1 CARP | 53.15 | 38.8526 | 2.9139 | 17.4837 | 43.816 | 61.7197
[7 empty] | 0 | 0 |  | 0 |  |  | 0 | 0 | 0 | 0 | 0
|  | A410 | JANITOR CLOSET |  |  |  | 0 | 0 |  | 0 |  |  | 0 | 0 | 0 | 0 | 0
| 122 |  | 1'6"D ADJUSTABLE WHITE MELAMINE SHELVES ON HEAVY DUTY BRACKET | LF | 13 | 270 | 257.04 | 3341.52 | 1.447 | 18.811 | 1 CARP | 53.15 | 38.8526 | 56.2198 | 730.8572 | 4072.3772 | 5709.0318
[7 empty] | 0 | 0 |  | 0 |  |  | 0 | 0 | 0 | 0 | 0
|  | 5-8/A704 | LOUNGE BOOTH |  |  |  | 0 | 0 |  | 0 |  |  | 0 | 0 | 0 | 0 | 0
| 123 |  | 2'8"Wx1'2"Dx6'8"H EMPLOYEE LOCKER | EA | 1 | 950 | 904.4 | 904.4 | 3 | 3 | 1 CARP | 53.15 | 38.8526 | 116.5579 | 116.5579 | 1020.9579 | 1429.2324
| 124 |  | 2'6"Wx3'Dx2'5"H TABLE W/ PL-5 TOP FINISH - 3"DIA LEG SUPPORT, DOUG MOCKETT, 3"DIAx28-1/2"H W/ PLATE LEVELER, TL28P-3 - 1/4"x24"x16" STEEL PLATE SUPPORT | EA | 1 | 550 | 523.6 | 523.6 | 2.5 | 2.5 | 1 CARP | 53.15 | 38.8526 | 97.1316 | 97.1316 | 620.7316 | 869.7619
| 125 |  | 3'Wx2'Dx3'2"H SEAING W/ - PL1 FINISH IN 3/4" PLYWOOD - 1/2" WHITE MELAMINE BACKER FOR FOAM HOOK & LOOP - REMOVEABLE CUSHION (BACK & SEAT) COMMERCIAL GRADE HIGH DENSITY URETHANE FOAM BACK SEAT FABRIC | EA | 2 | 850 | 809.2 | 1618.4 | 5 | 10 | 1 CARP | 53.15 | 38.8526 | 194.2632 | 388.5265 | 2006.9265 | 2814.3611
[7 empty] | 0 | 0 |  | 0 |  |  | 0 | 0 | 0 | 0 | 0
|  | A705 | EMPLOYEE LOUNGE |  |  |  | 0 | 0 |  | 0 |  |  | 0 | 0 | 0 | 0 | 0
| 126 |  | 1'6"H, 3/4"THK. MDF REMOVEABLE PANEL W/ 6"H FACE | LF | 2.75 | 183 | 174.216 | 479.094 | 0.392 | 1.078 | 2 CARP | 53.15 | 38.8526 | 15.2302 | 41.8832 | 520.9772 | 728.7741
| 127 |  | 2'Dx2'8"H (3) DRAWER BASE CABINET W/ CABINET PULL - PL1 FINISH | LF | 2.75 | 307 | 292.264 | 803.726 | 0.621 | 1.7077 | 2 CARP | 53.15 | 38.8526 | 24.1275 | 66.3506 | 870.0766 | 1217.0053
| 128 |  | 2'Dx2'8"H TRASH BASE CABINET W/ CABINET PULL - PL1 FINISH | LF | 1.5 | 307 | 292.264 | 438.396 | 0.621 | 0.9315 | 2 CARP | 53.15 | 38.8526 | 24.1275 | 36.1912 | 474.5872 | 663.8211
| 129 |  | 1'Dx2'6"H UPPER CABINET W/ (2) ADJUSTABLE SHELF W/ CABINET PULL - PL1 | LF | 8.49 | 176 | 167.552 | 1422.5165 | 0.285 | 2.4196 | 2 CARP | 53.15 | 38.8526 | 11.073 | 94.0098 | 1516.5263 | 2120.554
| 130 |  | PL2 COUNTERTOP FINISH O/ 1"THK. PLYWOOD | SF | 18 | 44 | 41.888 | 753.984 | 0.147 | 2.646 | 2 CARP | 53.15 | 38.8526 | 5.7113 | 102.8041 | 856.7881 | 1199.5647
[7 empty] | 0 | 0 |  | 0 |  |  | 0 | 0 | 0 | 0 | 0
|  | A707, 12/A708 | WORK ROOM |  |  |  | 0 | 0 |  | 0 |  |  | 0 | 0 | 0 | 0 | 0
| 131 |  | 2'Dx2'8"H BASE CABINET W/ DRAWER, ADJUSTABLE SHELF & CABINET PULL - PL1 | LF | 1.5 | 307 | 292.264 | 438.396 | 0.621 | 0.9315 | 2 CARP | 53.15 | 38.8526 | 24.1275 | 36.1912 | 474.5872 | 663.8211
| 132 |  | 2'Dx3'4"H BASE CABINET W/ (2) ADJUSTABLE SHELVES & CABINET PULL - PL1 | LF | 2.5 | 343 | 326.536 | 816.34 | 0.677 | 1.6925 | 2 CARP | 53.15 | 38.8526 | 26.3032 | 65.7581 | 882.0981 | 1233.774
| 133 |  | 2'Dx3'4"H DRAWER BASE CABINET W/ CABINET PULL - PL1 | LF | 1.25 | 343 | 326.536 | 408.17 | 0.677 | 0.84625 | 2 CARP | 53.15 | 38.8526 | 26.3032 | 32.8791 | 441.0491 | 616.887
| 134 |  | 2'Dx3'4"H TRASH BASE CABINET - PL1 | LF | 1.5 | 343 | 326.536 | 489.804 | 0.677 | 1.0155 | 2 CARP | 53.15 | 38.8526 | 26.3032 | 39.4549 | 529.2589 | 740.2644
| 135 |  | 1'2"Dx3'H UPPER CABINET W/ (2) ADJUSTABLE SHELVES, CABINET PULL - PL3 | LF | 11 | 189.34 | 180.2517 | 1982.7685 | 0.299 | 3.289 | 2 CARP | 53.15 | 38.8526 | 11.6169 | 127.7864 | 2110.5548 | 2951.089
| 136 |  | 18"D 3/4"THK. WHITE MELAMINE SHELVES ON KV 180 SHELF BRACKET | LF | 15.5 | 8.05 | 7.6636 | 118.7858 | 0.094 | 1.457 | 1 CARP | 53.15 | 38.8526 | 3.6521 | 56.6083 | 175.3941 | 246.6526
| 137 |  | PL2 COUNTERTOP FINISH O/ 1-1/2"THK. PLYWOOD W/ SUPPORT BRACKET | SF | 12 | 44 | 41.888 | 502.656 | 0.147 | 1.764 | 2 CARP | 53.15 | 38.8526 | 5.7113 | 68.5361 | 571.1921 | 799.7098
| 138 |  | PL2 COUNTERTOP FINISH O/ 1-1/2"THK. PLYWOOD | SF | 11 | 44 | 41.888 | 460.768 | 0.147 | 1.617 | 2 CARP | 53.15 | 38.8526 | 5.7113 | 62.8247 | 523.5927 | 733.0673
| 139 |  | PL2 4"H BACKSPLASH FINISH O/ 3/4"THK. PLYWOOD | LF | 14 | 12 | 11.424 | 159.936 | 0.095 | 1.33 | 2 CARP | 53.15 | 38.8526 | 3.691 | 51.674 | 211.61 | 297.0735
[7 empty] | 0 | 0 |  | 0 |  |  | 0 | 0 | 0 | 0 | 0
|  | A110, 10,11/A708 | PHONE ROOM |  |  |  | 0 | 0 |  | 0 |  |  | 0 | 0 | 0 | 0 | 0
| 140 |  | PL2 COUNTERTOP FINISH O/ 1-1/2"THK. PLYWOOD W/ 21" A&M HYB BRACKET | SF | 11 | 44 | 41.888 | 460.768 | 0.147 | 1.617 | 2 CARP | 53.15 | 38.8526 | 5.7113 | 62.8247 | 523.5927 | 733.0673
| 141 |  | PL2 4"H BACKSPLASH FINISH O/ 3/4"THK. PLYWOOD | LF | 6 | 12 | 11.424 | 68.544 | 0.095 | 0.57 | 2 CARP | 53.15 | 38.8526 | 3.691 | 22.146 | 90.69 | 127.3172
[7 empty] | 0 | 0 |  | 0 |  |  | 0 | 0 | 0 | 0 | 0
|  | A706 | BOOTH |  |  |  | 0 | 0 |  | 0 |  |  | 0 | 0 | 0 | 0 | 0
| 142 |  | 13/16"THK. PLASTIC LAMINATE FINISH ATTACH W/ Z-CLIPS AT WALLS - PL1 | SF | 300 | 15 | 14.28 | 4284 | 0.1 | 30 | 2 CARP | 53.15 | 38.8526 | 3.8853 | 1165.5795 | 5449.5795 | 7645.4595
| 143 |  | 13/16"THK. PLASTIC LAMINATE FINISH AT CEILING ATTACH W/ Z-CLIPS - PL1 | SF | 64 | 16 | 15.232 | 974.848 | 0.12 | 7.68 | 2 CARP | 53.15 | 38.8526 | 4.6623 | 298.3884 | 1273.2364 | 1787.0779
| 144 |  | 1/2" FRY REGLET U-CHANNEL REVEAL MWU5050 | SF | 90 | 1.824 | 1.7364 | 156.2803 | 0.019 | 1.71 | 2 CARP | 53.15 | 38.8526 | 0.7382 | 66.438 | 222.7184 | 313.0369
[7 empty] | 0 | 0 |  | 0 |  |  | 0 | 0 | 0 | 0 | 0
|  | A700 - A706 | BACKING |  |  |  | 0 | 0 |  | 0 |  |  | 0 | 0 | 0 | 0 | 0
| 145 |  | 1/2" PLYWOOD | SF | 30 | 1.824 | 1.7364 | 52.0934 | 0.019 | 0.57 | 2 CARP | 53.15 | 38.8526 | 0.7382 | 22.146 | 74.2395 | 104.3456
| 146 |  | 3/4" PLYWOOD | SF | 135 | 2.34 | 2.2277 | 300.7368 | 0.023 | 3.105 | 2 CARP | 53.15 | 38.8526 | 0.89361 | 120.6375 | 421.3743 | 592.0985
| 147 |  | 5/8" PLYWOOD BACKING | SF | 40 | 2.4 | 2.2848 | 91.392 | 0.021 | 0.84 | 2 CARP | 53.15 | 38.8526 | 0.81591 | 32.6362 | 124.0282 | 174.1917
[7 empty] | 0 | 0 |  | 0 |  |  | 0 | 0 | 0 | 0 | 0
|  |  | NOTE: ALL ABOVE PLASTIC LAMINATE HAVE FOLLOWING SPECS |  |  |  | 0 | 0 |  | 0 |  |  | 0 | 0 | 0 | 0 | 0
|  |  | PLASTIC LAMINATE - PL-1 MFR: WILSONART MODEL: STANDARD LAMINATE COLOR: FLORENCE WALNUT 7993-38 |  |  |  | 0 | 0 |  | 0 |  |  | 0 | 0 | 0 | 0 | 0
|  |  | PLASTIC LAMINATE - PL-2 MFR: WILSONART MODEL: STANDARD LAMINATE COLOR: MAGNOLIA 5012-60 |  |  |  | 0 | 0 |  | 0 |  |  | 0 | 0 | 0 | 0 | 0
|  |  | PLASTIC LAMINATE - PL-3 MFR: WILSONART MODEL: STANDARD LAMINATE COLOR: MAGNOLIA 5012-19 |  |  |  | 0 | 0 |  | 0 |  |  | 0 | 0 | 0 | 0 | 0
|  |  | PLASTIC LAMINATE - PL-4 MFR: NEVAMAR MODEL: STANDARD LAMINATE COLOR: WROUGHT IRON S6054 |  |  |  | 0 | 0 |  | 0 |  |  | 0 | 0 | 0 | 0 | 0
|  |  | PLASTIC LAMINATE - PL-5 MFR: WILSONART MODEL: STANDARD LAMINATE COLOR: CRYSTAL D388-60 |  |  |  | 0 | 0 |  | 0 |  |  | 0 | 0 | 0 | 0 | 0
|  |  | PLASTIC LAMINATE - PL-6 MFR: WILSONART MODEL: STANDARD LAMINATE COLOR: LAPIS BLUE D417-60 |  |  |  | 0 | 0 |  | 0 |  |  | 0 | 0 | 0 | 0 | 0
[7 empty] | 0 | 0 |  | 0 |  |  | 0 | 0 | 0 | 0 | 0
|  | DIV. 07 | THERMAL AND MOISTURE PROTECTION |  |  |  | SUBTOTAL MATERIAL | 51917.1992 |  | 855 HRS |  |  |  | SUBTOTAL LABOR | 30853.3809 | 82770.5801 | 116524.9516
[7 empty] | 0 | 0 |  | 0 |  |  | 0 | 0 | 0 | 0 | 0
|  |  | SEALANT |  |  |  | 0 | 0 |  | 0 |  |  | 0 | 0 | 0 | 0 | 0
| 148 | A1.1 | CONTINUOUS ACOUSTIC SEALANT AT WALLS | LF | 1053.5 | 0.65 | 0.6188 | 651.9058 | 0.032 | 33.712 | 1 BRIC | 52.05 | 38.0485 | 1.2176 | 1282.6927 | 1934.5985 | 2740.7238
| 149 | A600 | CONTINUOUS SEALANT AT OPENING | LF | 1330 | 0.43 | 0.40936 | 544.4488 | 0.029 | 38.57 | 1 BRIC | 52.05 | 38.0485 | 1.1034 | 1467.5326 | 2011.9814 | 2854.4373
| 150 | A200, A201 | SEALANT W/ BACKER ROD | LF | 221.96 | 0.66 | 0.62832 | 139.4619 | 0.041 | 9.1004 | 1 BRIC | 52.05 | 38.0485 | 1.56 | 346.2555 | 485.7174 | 688.8512
[7 empty] | 0 | 0 |  | 0 |  |  | 0 | 0 | 0 | 0 | 0
|  |  | INSULATION |  |  |  | 0 | 0 |  | 0 |  |  | 0 | 0 | 0 | 0 | 0
| 151 | S201 | 2"THK. POLYSTYRENE XPS INSULATION UNDER SLAB NOTE: INSULATION DETAIL TAKEN FROM SECTION 1/G003 | SF | 2298 | 1.91 | 1.8183 | 4178.4994 | 0.011 | 25.278 | 1 CARP | 53.15 | 38.8526 | 0.42738 | 982.1173 | 5160.6166 | 7236.3379
| 152 | A120, A140 | 3-1/2"THK. SOUND ATTENUATION BLANKET INSULATION AT WALLS | SF | 427.5 | 1.16 | 1.1043 | 472.0968 | 0.007 | 2.9925 | 1 CARP | 53.15 | 38.8526 | 0.27197 | 116.2666 | 588.3634 | 825.1483
| 153 |  | 5-1/2"THK. SOUND ATTENUATION BLANKET INSULATION AT WALLS | SF | 356.25 | 2.23 | 2.123 | 756.3045 | 0.007 | 2.4937 | 1 CARP | 53.15 | 38.8526 | 0.27197 | 96.8888 | 853.1933 | 1194.3639
| 154 |  | 3-1/2"THK. BATT INSULATION AT EXTERIOR WALLS | SF | 92 | 1.16 | 1.1043 | 101.5974 | 0.007 | 0.644 | 1 CARP | 53.15 | 38.8526 | 0.27197 | 25.0211 | 126.6185 | 177.5758
| 155 |  | 5-1/2"THK. BATT INSULATION AT EXTERIOR WALLS | SF | 113.3125 | 2.23 | 2.123 | 240.5579 | 0.007 | 0.79319 | 1 CARP | 53.15 | 38.8526 | 0.27197 | 30.8174 | 271.3753 | 379.8915
| 156 |  | 8"THK. BATT INSULATION AT EXTERIOR WALLS | SF | 2652.875 | 2.89 | 2.7513 | 7298.8019 | 0.007 | 18.5701 | 1 CARP | 53.15 | 38.8526 | 0.27197 | 721.4986 | 8020.3005 | 11221.6255
| 157 | A140 | 2"THK. RIGID INSULATION AT ROOF TRANSITION WALL | SF | 115 | 1.43 | 1.3614 | 156.5564 | 0.017 | 1.955 | 1 ROFC | 46.2 | 33.7722 | 0.57413 | 66.0247 | 222.5811 | 312.8325
| 158 |  | 2"THK. POLYISO BOARD INSULATION AT ROOF | SF | 285 | 1.91 | 1.8183 | 518.2212 | 0.011 | 3.135 | 1 CARP | 53.15 | 38.8526 | 0.42738 | 121.8031 | 640.0243 | 897.457
| 159 |  | MIN. 6"THK. POLYISO BOARD INSULATION R-34 AT ROOF | SF | 1864 | 3.85 | 3.6652 | 6831.9328 | 0.017 | 31.688 | 1 ROFC | 46.2 | 33.7722 | 0.57413 | 1070.1735 | 7902.1063 | 11067.2485
| 160 | A200, A201 | 2"THK. RIGID INSULATION BEHIND EXTERIOR FINISH | SF | 890 | 1.43 | 1.3614 | 1211.6104 | 0.017 | 15.13 | 1 ROFC | 46.2 | 33.7722 | 0.57413 | 510.9734 | 1722.5838 | 2421.0518
| 161 | A706 | 6"THK. COUND BATT INSULATION AT BOOTH CEILING | SF | 76 | 1.75 | 1.666 | 126.616 | 0.009 | 0.684 | 1 CARP | 53.15 | 38.8526 | 0.34967 | 26.5752 | 153.1912 | 214.7294
[7 empty] | 0 | 0 |  | 0 |  |  | 0 | 0 | 0 | 0 | 0
|  |  | ROOFING |  |  |  | 0 | 0 |  | 0 |  |  | 0 | 0 | 0 | 0 | 0
| 162 | A140 | 60-MIL SINGLE-PLY MEMBRANE FULLY ADHERED W/ ADDITIONAL LAYER | SF | 3042.774 | 1.43 | 1.3614 | 4142.3108 | 0.025 | 76.0693 | G-5 | 46.78 | 34.1962 | 0.8549 | 2601.2812 | 6743.592 | 9496.3511
[7 empty] | 0 | 0 |  | 0 |  |  | 0 | 0 | 0 | 0 | 0
|  |  | COVER BOARD |  |  |  | 0 | 0 |  | 0 |  |  | 0 | 0 | 0 | 0 | 0
| 163 |  | 1/4"THK. COVER BOARD | SF | 1956 | 1.368 | 1.3023 | 2547.3692 | 0.01425 | 27.873 | 2 CARP | 53.15 | 38.8526 | 0.55365 | 1082.9399 | 3630.3091 | 5102.5016
[7 empty] | 0 | 0 |  | 0 |  |  | 0 | 0 | 0 | 0 | 0
|  |  | TAPERED INSULATION |  |  |  | 0 | 0 |  | 0 |  |  | 0 | 0 | 0 | 0 | 0
| 164 |  | TAPERED POLYISOCYANURATE INSULATION ROOF CRICKET | SF | 262.06 | 1.26 | 1.1995 | 314.3462 | 0.017 | 4.455 | 1 ROFC | 46.2 | 33.7722 | 0.57413 | 150.4558 | 464.802 | 653.6535
[7 empty] | 0 | 0 |  | 0 |  |  | 0 | 0 | 0 | 0 | 0
|  |  | VAPOR BARRIER |  |  |  | 0 | 0 |  | 0 |  |  | 0 | 0 | 0 | 0 | 0
| 165 |  | VAPOR BARRIER AT ROOF, ASSUMED | SF | 2149.28 | 0.19 | 0.18088 | 388.7618 | 0.01 | 21.4928 | 2 CARP | 53.15 | 38.8526 | 0.38853 | 835.0522 | 1223.814 | 1734.4865
| 166 |  | PRESUURE SENSITIVE AIR & VAPOR BARRIER @ CURB | SF | 40 | 0.33 | 0.31416 | 12.5664 | 0.012 | 0.48 | 2 CARP | 53.15 | 38.8526 | 0.46623 | 18.6493 | 31.2157 | 44.1602
[7 empty] | 0 | 0 |  | 0 |  |  | 0 | 0 | 0 | 0 | 0
|  |  | WALKWAY PAD |  |  |  | 0 | 0 |  | 0 |  |  | 0 | 0 | 0 | 0 | 0
| 167 |  | TPO WALKWAY PAD MEMBRANE | SF | 286.79 | 8.95 | 8.5204 | 2443.5655 | 0.02 | 5.7358 | 2 ROFC | 46.2 | 33.7722 | 0.67544 | 193.7106 | 2637.2761 | 3688.6199
[7 empty] | 0 | 0 |  | 0 |  |  | 0 | 0 | 0 | 0 | 0
|  |  | COPING |  |  |  | 0 | 0 |  | 0 |  |  | 0 | 0 | 0 | 0 | 0
| 168 |  | 2'7" PREFINISHED 0.040 GA. ALUMINUM COPING W/ CLEATS & SPLICE PLATES | LF | 15 | 1.53 | 1.4566 | 21.8484 | 0.032 | 0.48 | D-1 | 46.9 | 34.2839 | 1.0971 | 16.4563 | 38.3047 | 53.9922
| 169 |  | 2' PREFINISHED COPING W/ CLEATS & SPLICE PLATES | LF | 148 | 8.5 | 8.092 | 1197.616 | 0.178 | 26.344 | D-1 | 46.9 | 34.2839 | 6.1025 | 903.1751 | 2100.7911 | 2961.1818
| 170 |  | 2'4" PREFINISHED ALUMINUM COPNG W/ CLEATS & SPLICE PLATES | LF | 40 | 1.38 | 1.3138 | 52.5504 | 0.029 | 1.16 | D-1 | 46.9 | 34.2839 | 0.99423 | 39.7693 | 92.3197 | 130.1322
[7 empty] | 0 | 0 |  | 0 |  |  | 0 | 0 | 0 | 0 | 0
|  |  | CURB |  |  |  | 0 | 0 |  | 0 |  |  | 0 | 0 | 0 | 0 | 0
| 171 |  | 18"H PREFABRICATED METAL CURB W/ - INSULATED SUBSTRATE - 2x4 P.T WOOD NAILER | LF | 40 | 8.7 | 8.2824 | 331.296 | 0.131 | 5.24 | 1 ROFC | 46.2 | 33.7722 | 4.4242 | 176.9663 | 508.2623 | 715.1527
| 172 |  | PREFABRICATED METAL CURB @ ROOF HATCH - 3" POLYISO CURB INSULATION | LF | 11 | 7.65 | 7.2828 | 80.1108 | 0.113 | 1.243 | 1 ROFC | 46.2 | 33.7722 | 3.8163 | 41.9788 | 122.0896 | 171.7705
[7 empty] | 0 | 0 |  | 0 |  |  | 0 | 0 | 0 | 0 | 0
|  |  | FLASHING |  |  |  | 0 | 0 |  | 0 |  |  | 0 | 0 | 0 | 0 | 0
| 173 |  | FLASHING @ ROOF DRAIN | EA | 11 | 1.45 | 1.3804 | 15.1844 | 0.061 | 0.671 | 1 ROFC | 46.2 | 33.7722 | 2.0601 | 22.6611 | 37.8455 | 53.541
| 174 |  | FLASHING @ VENT PIPE | EA | 3 | 1.45 | 1.3804 | 4.1412 | 0.061 | 0.183 | 1 ROFC | 46.2 | 33.7722 | 2.0601 | 6.1803 | 10.3215 | 14.6021
| 175 |  | TWO-PIECE ALUMINUM HEAD FLASHING | LF | 120 | 2.18 | 2.0754 | 249.0432 | 0.061 | 7.32 | 1 ROFC | 46.2 | 33.7722 | 2.0601 | 247.2125 | 496.2557 | 700.5362
| 176 |  | SELF ADHERED FLASHING STRIP | LF | 120 | 1.45 | 1.3804 | 165.648 | 0.061 | 7.32 | 1 ROFC | 46.2 | 33.7722 | 2.0601 | 247.2125 | 412.8605 | 584.0831
| 177 |  | COUNTER FLASHING | LF | 40 | 2.02 | 1.923 | 76.9216 | 0.061 | 2.44 | 1 ROFC | 46.2 | 33.7722 | 2.0601 | 82.4042 | 159.3258 | 225.0041
[7 empty] | 0 | 0 |  | 0 |  |  | 0 | 0 | 0 | 0 | 0
|  |  | EXTERIOR FINISH |  |  |  | 0 | 0 |  | 0 |  |  | 0 | 0 | 0 | 0 | 0
[7 empty] | 0 | 0 |  | 0 |  |  | 0 | 0 | 0 | 0 | 0
|  | A200, A201 | EIFS FINISH SYSTEM |  |  |  | 0 | 0 |  | 0 |  |  | 0 | 0 | 0 | 0 | 0
| 178 |  | 3"THK. EIFS BARRIER SYSTEM - EIFS1 MFR: DRYVIT OUTSULATION PLUS MD COLOR: DOVER SKY FINISH: SANDBLAST FINISH | SF | 1640 | 3.89 | 3.7033 | 6073.3792 | 0.149 | 244.36 | J-1 | 49.05 | 35.8555 | 5.3425 | 8761.6622 | 14835.0414 | 20983.7587
| 179 |  | 5"THK. EIFS BARRIER SYSTEM - EIFS2 MFR: DRYVIT OUTSULATION PLUS MD COLOR: DOVER SKY FINISH: SANDBLAST FINISH | SF | 275 | 8.31 | 7.9111 | 2175.558 | 0.149 | 40.975 | J-1 | 49.05 | 35.8555 | 5.3425 | 1469.1812 | 3644.7392 | 5134.4707
| 180 |  | 3"THK. EIFS BARRIER SYSTEM AT SOFFIT - EIFS1 MFR: DRYVIT OUTSULATION PLUS MD COLOR: DOVER SKY FINISH: SANDBLAST FINISH | SF | 10 | 3.89 | 3.7033 | 37.0328 | 0.149 | 1.49 | J-1 | 49.05 | 35.8555 | 5.3425 | 53.4248 | 90.4576 | 127.9497
[7 empty] | 0 | 0 |  | 0 |  |  | 0 | 0 | 0 | 0 | 0
|  | A130, A200, A201 | ALUMINUM COMPOSITE FINISH SYSTEM |  |  |  | 0 | 0 |  | 0 |  |  | 0 | 0 | 0 | 0 | 0
| 181 |  | ALUMINUM COMPOSITE METAL PANEL FINISH O/ SUB-GIRT MFR: ALCOA ARCHITECTURAL REYNOBOND COLOR: CUSTOM FIFTH THIRD BLUE - 4MM FR CORE ALUMINUM COMPOSITE PANEL, DURAGLOSS 3000 | SF | 490 | 4.41 | 4.1983 | 2057.1768 | 0.089 | 43.61 | G-3 | 52.2 | 38.1582 | 3.3961 | 1664.0791 | 3721.2559 | 5247.2826
| 182 |  | ALUMINUM COMPOSITE METAL PANEL FINISH O/ SUB-GIRT AT CANOPY MFR: ALCOA ARCHITECTURAL REYNOBOND COLOR: ANODIC CLEAR - 4MM FR CORE ALUMINUM COMPOSITE PANEL, COLORWELD 500 | SF | 360 | 4.41 | 4.1983 | 1511.3952 | 0.089 | 32.04 | G-3 | 52.2 | 38.1582 | 3.3961 | 1222.5887 | 2733.9839 | 3855.1464
| 183 |  | ALUMINUM COMPOSITE METAL PANEL CANOPY FASCIA - 12"TOP x 12"FRONT x 6"BASE | LF | 140 | 4.41 | 4.1983 | 587.7648 | 0.089 | 12.46 | G-3 | 52.2 | 38.1582 | 3.3961 | 475.4512 | 1063.216 | 1499.2236
[7 empty] | 0 | 0 |  | 0 |  |  | 0 | 0 | 0 | 0 | 0
|  | A130, A200, A201 | VAPOR BARRIER |  |  |  | 0 | 0 |  | 0 |  |  | 0 | 0 | 0 | 0 | 0
| 184 |  | FLUID APPLIED VAPOR BARRIER | SF | 2983.5 | 1.12 | 1.0662 | 3181.127 | 0.024 | 71.604 | 2 ROFC | 46.2 | 33.7722 | 0.81053 | 2418.2246 | 5599.3516 | 7892.9323
[7 empty] | 0 | 0 |  | 0 |  |  | 0 | 0 | 0 | 0 | 0
|  |  | SILL |  |  |  | 0 | 0 |  | 0 |  |  | 0 | 0 | 0 | 0 | 0
| 185 |  | PRE-FINISHED ALUMINUM SILL | LF | 48.27 | 8 | 7.616 | 367.6243 | 0.1 | 4.827 | 1 CARP | 53.15 | 38.8526 | 3.8853 | 187.5417 | 555.1661 | 780.9727
[7 empty] | 0 | 0 |  | 0 |  |  | 0 | 0 | 0 | 0 | 0
|  |  | FLASHING |  |  |  | 0 | 0 |  | 0 |  |  | 0 | 0 | 0 | 0 | 0
| 186 |  | ALUMINUM FLASHING | LF | 101.18 | 1.45 | 1.3804 | 139.6689 | 0.061 | 6.172 | 1 ROFC | 46.2 | 33.7722 | 2.0601 | 208.4413 | 348.1102 | 492.4794
| 187 |  | THRU WALL FLASHING | LF | 213.07 | 1.45 | 1.3804 | 294.1218 | 0.061 | 12.9973 | 1 ROFC | 46.2 | 33.7722 | 2.0601 | 438.9464 | 733.0682 | 1037.0882
| 188 |  | INTEGRATED SILL PAN FLASHING | LF | 25 | 1.45 | 1.3804 | 34.51 | 0.061 | 1.525 | 1 ROFC | 46.2 | 33.7722 | 2.0601 | 51.5026 | 86.0126 | 121.684
[7 empty] | 0 | 0 |  | 0 |  |  | 0 | 0 | 0 | 0 | 0
|  |  | SEALANT |  |  |  | 0 | 0 |  | 0 |  |  | 0 | 0 | 0 | 0 | 0
| 189 |  | SEALANT W/ BACKER ROD | LF | 221.96 | 0.88 | 0.83776 | 185.9492 | 0.044 | 9.7662 | 1 BRIC | 52.05 | 38.0485 | 1.6741 | 371.5913 | 557.5405 | 789.9202
[7 empty] | 0 | 0 |  | 0 |  |  | 0 | 0 | 0 | 0 | 0
|  | DIV. 08 | OPENINGS |  |  |  | SUBTOTAL MATERIAL | 71726.041 |  | 213 HRS |  |  |  | SUBTOTAL LABOR | 8340.0784 | 80066.1193 | 112059.5354
[7 empty] | 0 | 0 |  | 0 |  |  | 0 | 0 | 0 | 0 | 0
|  |  | DOORS |  |  |  | 0 | 0 |  | 0 |  |  | 0 | 0 | 0 | 0 | 0
[7 empty] | 0 | 0 |  | 0 |  |  | 0 | 0 | 0 | 0 | 0
|  |  | NOTE: ALL BELOW SOLID CORE WOOD DOORS ARE TO BE STAINED DOOR - SCW MFR: OSHKOSH MODEL: DESIGNER COLOR SERIES COLOR: SLICED WHITE BIRCH; FINISH: AW1 TR8:600 COLOR: 9133D |  |  |  | 0 | 0 |  | 0 |  |  | 0 | 0 | 0 | 0 | 0
[7 empty] | 0 | 0 |  | 0 |  |  | 0 | 0 | 0 | 0 | 0
|  | A600 | INTERIOR DOOR |  |  |  | 0 | 0 |  | 0 |  |  | 0 | 0 | 0 | 0 | 0
| 190 |  | 3'4"Wx7'H TYPE F THIN PROFILE SLIDING GLASS DOOR W/ ALUMINUM FRAME - GC PURCHASE & COORDINATE W/ FIFTHHIRDSUPPORT@DIRT.COM | EA | 1 | 1970 | 1875.44 | 1875.44 | 8.048 | 8.048 | 2 GLAZ | 51 | 37.281 | 300.0375 | 300.0375 | 2175.4775 | 3047.0179
| 191 |  | 3'Wx7'H TYPE B SOLID CORE WOOD DOOR W/ WELDED HOLLOW METAL FRAME | EA | 3 | 885 | 842.52 | 2527.56 | 7.244 | 21.732 | 2 CARP | 53.15 | 38.8526 | 281.4486 | 844.3458 | 3371.9058 | 4734.3662
| 192 |  | 3'Wx7'H TYPE B SOLID CORE WOOD DOOR W/ WELDED HOLLOW METAL FRAME - CARD READER | EA | 2 | 885 | 842.52 | 1685.04 | 7.244 | 14.488 | 2 CARP | 53.15 | 38.8526 | 281.4486 | 562.8972 | 2247.9372 | 3156.2442
| 193 |  | 3'Wx7'H TYPE C SOLID CORE WOOD DOOR W/ KNOCK-DOWN HOLLOW METAL FRAME - CARD READER | EA | 1 | 885 | 842.52 | 842.52 | 7.244 | 7.244 | 2 CARP | 53.15 | 38.8526 | 281.4486 | 281.4486 | 1123.9686 | 1578.1221
| 194 |  | (2) 3'Wx8'H MED. STILE STOREFRONT GLASS DOOR W/ ALUMINUM STOREFRONT FRAME - AUTO OPERATION BUTTON | EA | 1 | 4055 | 3860.36 | 3860.36 | 16.558 | 16.558 | 2 GLAZ | 51 | 37.281 | 617.2988 | 617.2988 | 4477.6588 | 6271.4921
[7 empty] | 0 | 0 |  | 0 |  |  | 0 | 0 | 0 | 0 | 0
|  |  | EXTERIOR DOOR |  |  |  | 0 | 0 |  | 0 |  |  | 0 | 0 | 0 | 0 | 0
| 195 |  | (2) 3'Wx8'H MED. STILE STOREFRONT GLASS DOOR W/ ALUMINUM STOREFRONT FRAME - CARD READER & POWER ASSIT BUTTON | EA | 1 | 4055 | 3860.36 | 3860.36 | 16.558 | 16.558 | 2 GLAZ | 51 | 37.281 | 617.2988 | 617.2988 | 4477.6588 | 6271.4921
| 196 |  | 3'Wx8'H TYPE E MED. STILE STOREFRONT GLASS DOOR W/ ALUMINUM STOREFRONT FRAME | EA | 1 | 2030 | 1932.56 | 1932.56 | 8.279 | 8.279 | 2 GLAZ | 51 | 37.281 | 308.6494 | 308.6494 | 2241.2094 | 3139.0695
[7 empty] | 0 | 0 |  | 0 |  |  | 0 | 0 | 0 | 0 | 0
|  | A140 | ACCESS HATCH |  |  |  | 0 | 0 |  | 0 |  |  | 0 | 0 | 0 | 0 | 0
| 197 |  | 30"x36" ROOF ACCESS HATCH - EPDM GASKET - SLAM LATCH - 11 GA. THERMALLY BROKEN COVER - 18GA. ALUMINUM COVER LINER - ARM GUIDE BRACKET - 3" POLYISO COVER INSULATION - PINTHE HINGE STAINLESS STEEL TYPE 316 - AUTOMATIC HOLD-OPEN ARM W/ RED VINYL GRIP - SPRING LIFT MECHANISM | EA | 1 | 1925 | 1832.6 | 1832.6 | 4.828 | 4.828 | G-3 | 52.2 | 38.1582 | 184.2278 | 184.2278 | 2016.8278 | 2821.9357
[7 empty] | 0 | 0 |  | 0 |  |  | 0 | 0 | 0 | 0 | 0
|  |  | HARDWARE |  |  |  | 0 | 0 |  | 0 |  |  | 0 | 0 | 0 | 0 | 0
| 198 | A0.0 | HARDWARE 1 2 CONTINUOUS HINGE X EPT PREP CFM__HD1 PT PE 1 ELEC CVR EXIT DEVICE (NIGHTLATCH) 53 55 56-HK AD8410 106 X LESS PULL (24V) US32D SA 1 ELEC CVR EXIT DEVICE (EXIT ONLY) 53 55 56-HK AD8410 EO (24V) US32D SA 1 MORTISE CYLINDER 41 SERIES AS REQ'D US32D SA 1 PERMANENT MEDECO CYLINDER BY OWNER (INSTALLED BY CONTRACTOR – COORDINATE / VERIFY KEYING WITH OWNER) 24 MC 2 OFFSET PULL RM201 US32D316 RO 1 CONC OVERHEAD STOP 6-X36 630 RF 1 DOOR CLOSER W/ STOP 281 CPS EN SA 1 BLADE STOP SPACER 581 AS REQ'D EN SA 1 CLOSER MTG PLATE 281D AS REQ'D EN SA 1 AUTOMATIC OPENER 6061 (D) - PUSH SIDE 689 NO 1 THRESHOLD 253X3AFG FHSL14SS PE 1 CREDENTIAL READER BY DIV 28 (12V) OT 1 ADA SWITCH – FLUSH MOUNT BOX 10BOXJAMBFM BEA 1 ADA SWITCH – JAMB MOUNT 503 NO 2 POWER SUPPLY BATTERY (24V) B-24-5 SU 2 POSITION SWITCH DPS-M SU 2 SHARED POWER SUPPLY (24V) AQD2-8F8R2 24V-2 AMP SU 2 ELECTRIC POWER TRANSFER EPT10 VD 1 SEALS, SWEEPS & ASTRAGALS BY ALUMINUM DOOR MFR. OT | EA | 1 | 9855 | 9381.96 | 9381.96 | 6 | 6 | 2 CARP | 53.15 | 38.8526 | 233.1159 | 233.1159 | 9615.0759 | 13433.6253
| 199 |  | HARDWARE 3 1 CONTINUOUS HINGE CFM__HD1 PE 1 RIM EXIT DEVICE (NL X LESS DOGGING) 43 AD8504 LESS PULL US32D SA 1 RIM CYLINDER 34 SERIES AS REQ'D US32D SA 1 PERMANENT MEDECO CYLINDER BY OWNER (INSTALLED BY CONTRACTOR - COORDINATE KEYING WITH OWNER) 24 MC 1 ELECTRIC STRIKE W/ LATCH MONITOR 9500-LBM (12V) 630 HS 1 OFFSET PULL RM201 MTG-TYPE 12XHD US32D316 RO 1 DOOR CLOSER W/ STOP 281 CPS EN SA 1 BLADE STOP SPACER 581 AS REQ'D EN SA 1 CLOSER MTG PLATE 281D AS REQ'D EN SA 1 THRESHOLD 253X3AFG FHSL14S PE 1 ACCESS CONTROL READER BY DIV 28 (12V) OT 1 POWER SUPPLY BY DIV 28 (12V) OT 1 SEALS, SWEEPS & ASTRAGALS BY ALUMINUM DOOR MFR. OT | EA | 1 | 2480 | 2360.96 | 2360.96 | 3.5 | 3.5 | 2 CARP | 53.15 | 38.8526 | 135.9843 | 135.9843 | 2496.9443 | 3490.8941
| 200 |  | HARDWARE 4 2 CONTINUOUS HINGE CFM__HD1 PE 2 PUSH / PULL SET RM251 MTG-TYPE 12XHD US32D RO 1 CONC OVERHEAD STOP 6-X36 630 RF 1 DOOR CLOSER W/ STOP 281 CPS EN SA 1 BLADE STOP SPACER 581 AS REQ'D EN SA 1 CLOSER MTG PLATE 281D AS REQ'D EN SA 1 AUTOMATIC OPENER 6061 (D) - PUSH SIDE 689 NO 1 ADA SWITCH - JAMB MOUNT 503 NO 1 ADA SWITCH MOUNTING BOX 10BOXJAMBFM BEA 1 ADA SWITCH – VESTIBULE BUTTON 10PBDGP1 BEA 1 ADA SWITCH MOUNTING BOX 10BOX475SQFM BEA 1 SEALS, SWEEPS & ASTRAGALS BY ALUMINUM DOOR MFR. OT | EA | 1 | 4360 | 4150.72 | 4150.72 | 4 | 4 | 2 CARP | 53.15 | 38.8526 | 155.4106 | 155.4106 | 4306.1306 | 6017.8363
| 201 |  | HARDWARE 6 3 HINGE, FULL MORTISE TA2714 NRP (OUTSWING) / TA2714 (INSWING) US26D MK 1 STOREROOM LOCK 10XG04 LL (W/ STD CYL) US26D SA 1 PERMANENT MEDECO KIL CYLINDER BY OWNER (INSTALLED BY CONTRACTOR – COORDINATE KEYING WITH OWNER) 24 MC 1 ELECTRIC STRIKE W/ LATCH MONITOR 5200C-LBM (12V) 630 HS 1 DOOR STOP 441CU FLOOR STOP (USE RIXSON 10-X36 OVERHEAD STOP AS REQ'D IF FLOOR STOP IS NOT FEASIBLE) US26D RO 1 DOOR CLOSER 281 O / P10 AS REQ'D EN SA 1 KICK PLATE K1050 10" HGT X CSK X BEV US32D RO 3 SILENCER 608/609 AS REQ'D RO 1 ACCESS CONTROL READER BY DIV 28 (12V) OT 1 WIRING HARNESS (FRAME) QC-C3000P MK 1 RX MOTION SENSOR BY DIV 28 (12V) SU 1 POWER SUPPLY BY DIV 28 (12V) OT 2 DOOR SCOPE / VIEWER DS1000 626 OT | EA | 1 | 1457 | 1387.064 | 1387.064 | 4 | 4 | 2 CARP | 53.15 | 38.8526 | 155.4106 | 155.4106 | 1542.4746 | 2158.6671
| 202 |  | HARDWARE 7 3 HINGE, FULL MORTISE TA2714 NRP (OUTSWING) / TA2714 (INSWING) US26D MK 1 STOREROOM LOCK 10XG04 LL (W/ STD CYL) US26D SA 1 PERMANENT MEDECO KIL CYLINDER BY OWNER (INSTALLED BY CONTRACTOR – COORDINATE KEYING WITH OWNER) 24 MC 1 ELECTRIC STRIKE W/ LATCH MONITOR 5200C-LBM (12V) 630 HS 1 DOOR CLOSER W/ STOP 281 CPS EN SA 3 SILENCER 608/609 AS REQ'D RO 1 CREDENTIAL READER BY DIV 28 (12V) OT 1 WIRING HARNESS (FRAME) QC-C3000P MK 1 RX MOTION SENSOR BY DIV 28 (12V) SU | EA | 1 | 1307 | 1244.264 | 1244.264 | 4 | 4 | 2 CARP | 53.15 | 38.8526 | 155.4106 | 155.4106 | 1399.6746 | 1959.2612
| 203 |  | HARDWARE 9 3 HINGE, FULL MORTISE TA2714 NRP (OUTSWING) / TA2714 (INSWING) US26D MK 1 STOREROOM LOCK 10XG04 LL (W/ STD CYL) US26D SA 1 PERMANENT MEDECO KIL CYLINDER BY OWNER (INSTALLED BY CONTRACTOR – COORDINATE KEYING WITH OWNER) 24 MC 1 ELECTRIC STRIKE W/ LATCH MONITOR 5200C-LBM (12V) 630 HS 1 KICK PLATE K1050 10" HGT X CSK X BEV US32D RO 1 DOOR STOP 441CU FLOOR STOP (USE RIXSON 10-X36 OVERHEAD STOP AS REQ'D IF FLOOR STOP IS NOT FEASIBLE) US26D RO 3 SILENCER 608/609 AS REQ'D RO 1 WIRING HARNESS (FRAME) QC-C3000P MK 1 ACCESS CONTROL READER BY DIV. 28 (12V) OT 1 POWER SUPPLY (12V) BY DIV 28 OT | EA | 1 | 1097 | 1044.344 | 1044.344 | 3 | 3 | 2 CARP | 53.15 | 38.8526 | 116.5579 | 116.5579 | 1160.9019 | 1624.6502
| 204 |  | HARDWARE 10 3 HINGE, FULL MORTISE TA2714 4.5" X 4.5" US26D MK 1 PRIVACY LOCK W/ INDICATOR LB V20 8265 LNL US26D SA 1 DOOR STOP 441CU FLOOR STOP (USE RIXSON 10-X36 OVERHEAD STOP AS REQ'D IF FLOOR STOP IS NOT FEASIBLE) US26D RO 3 SILENCERS 608/609 AS REQ'D PE 2 COAT HOOK RM817 US26D RO | EA | 1 | 462 | 439.824 | 439.824 | 2 | 2 | 2 CARP | 53.15 | 38.8526 | 77.7053 | 77.7053 | 517.5293 | 725.0557
| 205 |  | HARDWARE 11 DOORS: 112 (WOMENS), 113 (MENS) 3 HINGE, FULL MORTISE TA2314 4.5" X 4.5" US26D MK 1 PRIVACY LOCK W/ INDICATOR LB V20 8265 LNL US26D SA 1 DOOR STOP 441CU FLOOR STOP (USE RIXSON 10-X36 OVERHEAD STOP AS REQ'D IF FLOOR STOP IS NOT FEASIBLE) US26D RO 1 DOOR CLOSER 281 O / P10 AS REQ'D EN SA 1 KICK PLATE K1050 10" HGT X CSK X BEV US32D RO 3 SILENCER 608/609 AS REQ'D RO 2 COAT HOOK RM817 US26D RO | EA | 2 | 837 | 796.824 | 1593.648 | 2.5 | 5 | 2 CARP | 53.15 | 38.8526 | 97.1316 | 194.2632 | 1787.9112 | 2502.5837
| 206 |  | HARDWARE 14 1 CONCEALED OVERHEAD SLIDER HARDWARE BY DIRTT US26D DT 1 BACK-TO-BACK PULL 30"/24" CTC 630 DT | EA | 1 | 1680 | 1599.36 | 1599.36 | 2.5 | 2.5 | 2 CARP | 53.15 | 38.8526 | 97.1316 | 97.1316 | 1696.4916 | 2371.9531
[7 empty] | 0 | 0 |  | 0 |  |  | 0 | 0 | 0 | 0 | 0
|  |  | SPECIALITY FRAME |  |  |  | 0 | 0 |  | 0 |  |  | 0 | 0 | 0 | 0 | 0
| 207 |  | 1"W PREFINISHED MITERED BLACK ANGLED ALUMINUM VAT FRAME AROUND VAT TERMINAL OPENING | LF | 3.82 | 21 | 19.992 | 76.3694 | 0.067 | 0.25594 | 2 SSWK | 57.65 | 42.1422 | 2.8235 | 10.7859 | 87.1553 | 122.0337
[7 empty] | 0 | 0 |  | 0 |  |  | 0 | 0 | 0 | 0 | 0
|  |  | WINDOW |  |  |  | 0 | 0 |  | 0 |  |  | 0 | 0 | 0 | 0 | 0
| 208 | A610 | 12'11-1/2"W x 12'H ALUMINUM FRAME GLAZING WINDOW - A | EA | 1 | 3343 | 3182.536 | 3182.536 | 12.44 | 12.44 | 2 SSWK | 57.65 | 42.1422 | 524.2483 | 524.2483 | 3706.7843 | 5192.1957
| 209 |  | 7'4"W x 12'H ALUMINUM FRAME GLAZING WINDOW - C | EA | 1 | 1892 | 1801.184 | 1801.184 | 7.04 | 7.04 | 2 SSWK | 57.65 | 42.1422 | 296.6807 | 296.6807 | 2097.8647 | 2938.5367
| 210 |  | 8'W x 9'4"H ALUMINUM FRAME GLAZING WINDOW - D | EA | 1 | 1605 | 1527.96 | 1527.96 | 5.973 | 5.973 | 2 SSWK | 57.65 | 42.1422 | 251.7151 | 251.7151 | 1779.6751 | 2492.8407
| 211 |  | 6'W x 7'4"H ALUMINUM FRAME GLAZING WINDOW - E | EA | 2 | 946 | 900.592 | 1801.184 | 3.52 | 7.04 | 2 SSWK | 57.65 | 42.1422 | 148.3404 | 296.6807 | 2097.8647 | 2938.5367
| 212 |  | 13'4"W x 9'4"H ALUMINUM FRAME GLAZING WINDOW - G | EA | 1 | 2675 | 2546.6 | 2546.6 | 9.955 | 9.955 | 2 SSWK | 57.65 | 42.1422 | 419.5251 | 419.5251 | 2966.1251 | 4154.7346
| 213 |  | 14'W x 9'4"H ALUMINUM FRAME GLAZING WINDOW - H | EA | 1 | 2809 | 2674.168 | 2674.168 | 10.453 | 10.453 | 2 SSWK | 57.65 | 42.1422 | 440.5119 | 440.5119 | 3114.6799 | 4362.8187
|  |  | NOTE: ALL ABOVE WINDOWS ARE EXTERIOR INSULATED GLAZING UNIT: 1"THK. VITRO SOLARBAN 90 (2) ACUITY |  |  |  | 0 | 0 |  | 0 |  |  | 0 | 0 | 0 | 0 | 0
[7 empty] | 0 | 0 |  | 0 |  |  | 0 | 0 | 0 | 0 | 0
|  |  | STOREFRONT |  |  |  | 0 | 0 |  | 0 |  |  | 0 | 0 | 0 | 0 | 0
| 214 | A610 | ANODIZED ALUMINUM EXTERIOR STOREFRONT SYSTEM BASIS OF DESIGN: YKK YES45 TU - CENTER SET THERMALLY BROKEN STOREFRONT, 1" PANEL INFILL 2"x4-1/2" MULLION EXTERIOR INSULATED GLAZING UNIT: 1"THK. VITRO SOLARBAN 90 (2) ACUITY | SF | 107.3 | 84.5 | 80.444 | 8631.6412 | 0.139 | 14.9147 | 2 GLAZ | 51 | 37.281 | 5.1821 | 556.0349 | 9187.6761 | 12846.6856
| 215 |  | ANODIZED ALUMINUM INTERIOR STOREFRONT SYSTEM - GC PURCHASE & COORDINATE W/ FIFTHHIRDSUPPORT@DIRT.COM NOTE: DIRT WALL SYSTEM BY DIRT WALL VENDOR | SF | 53.22 | 84.5 | 80.444 | 4281.2297 | 0.139 | 7.3976 | 2 GLAZ | 51 | 37.281 | 5.1821 | 275.7892 | 4557.0189 | 6371.8603
| 216 |  | ANODIZED ALUMINUM INTERIOR STOREFRONT SYSTEM BASIS OF DESIGN: YKK YES45 FS - CENTER SET, 1/4" PANEL INFILL 1-3/4" x 4-1/2" MULLION INTERIOR GLAZING UNIT: 1/4"THK. CLEAR FLOAT GLASS, FULLY TEMPERED | SF | 44.56 | 84.5 | 80.444 | 3584.5846 | 0.139 | 6.1938 | 2 GLAZ | 51 | 37.281 | 5.1821 | 230.9125 | 3815.4972 | 5335.0262
[7 empty] | 0 | 0 |  | 0 |  |  | 0 | 0 | 0 | 0 | 0
|  | DIV. 09 | FINISHES |  |  |  | SUBTOTAL MATERIAL | 61164.8679 |  | 1025 HRS |  |  |  | SUBTOTAL LABOR | 38206.631 | 99371.4989 | 139931.484
[7 empty] | 0 | 0 |  | 0 |  |  | 0 | 0 | 0 | 0 | 0
|  |  | FLOORING |  |  |  | 0 | 0 |  | 0 |  |  | 0 | 0 | 0 | 0 | 0
| 217 | A150 | SEALED CONCRETE - CON-1 MFR: BENJAMIN MOORE MODEL: COROTECH HIGH PERFORMANCE COLOR: CLEAR | SF | 68.78 | 4.49 | 4.2745 | 293.9987 | 0.107 | 7.3595 | C6 | 44.86 | 32.7927 | 3.5088 | 241.3363 | 535.335 | 754.9267
| 218 |  | CARPET - CR-1 SIZE: 12" x 36" MFR: MOHAWK MODEL: LICHEN COLLECTION COLOR: STONE COMMUNITY (GT472) 949 STONE | SF | 131.36 | 1.85 | 1.7612 | 231.3512 | 0.025 | 3.284 | TILF | 49.5 | 36.1845 | 0.90461 | 118.8299 | 350.1811 | 492.6291
| 219 |  | CARPET - CR-2 SIZE: 12" x 36" MFR: MOHAWK MODEL: LICHEN COLLECTION COLOR: MICRO BLOOM II (GT475) 975 FELTED FRINGE STONE FINISH | SF | 435.67 | 1.85 | 1.7612 | 767.302 | 0.025 | 10.8918 | TILF | 49.5 | 36.1845 | 0.90461 | 394.1125 | 1161.4145 | 1633.8591
| 220 |  | CARPET - CR-3 SIZE: 12" x 36" MFR: MOHAWK MODEL: LICHEN COLLECTION COLOR: MACRO BLOOM II (GT474) 975 FELTED FRINGE FINISH | SF | 27.08 | 1.85 | 1.7612 | 47.6933 | 0.025 | 0.677 | TILF | 49.5 | 36.1845 | 0.90461 | 24.4969 | 72.1902 | 101.556
| 221 |  | WALK-OFF CARPET - CR-4 SIZE: 18" x 36" MFR: MANNINGTON COMMERCIAL MODEL: CHARGE COLOR: STYLE: CHARGE, COLOR: FLUID (32367) | SF | 82.42 | 4.87 | 4.6362 | 382.1189 | 0.025 | 2.0605 | TILF | 49.5 | 36.1845 | 0.90461 | 74.5582 | 456.6771 | 639.9853
| 222 |  | CERAMIC TILE - FT-1 SIZE: 24" x 24" MFR: FLORIDA TILE MODEL: AVENTIS COLOR: VELVET | SF | 946.11 | 8.9 | 8.4728 | 8016.2008 | 0.114 | 107.8565 | 1 TILF | 49.5 | 36.1845 | 4.125 | 3902.735 | 11918.9358 | 16763.0256
| 223 |  | LUXURY VINYL TILE - LVT-1 SIZE: 25cm x 1m MFR: INTERFACE MODEL: ON GRAIN 4.5MM COLOR: EARTHEN FORMS, COLOR: A03305 BESPOKE TIMBER | SF | 93.95 | 4.1 | 3.9032 | 366.7056 | 0.067 | 6.2947 | 1 TILF | 49.5 | 36.1845 | 2.4244 | 227.7688 | 594.4744 | 837.0938
| 224 |  | ANTI-STATIC MAT - MT-1 SIZE: 36" x 48" MFR: MATS INC. COLOR: BLACK | SF | 10 | 3.34 | 3.1797 | 31.7968 | 0.025 | 0.25 | TILF | 49.5 | 36.1845 | 0.90461 | 9.0461 | 40.8429 | 57.3099
[7 empty] | 0 | 0 |  | 0 |  |  | 0 | 0 | 0 | 0 | 0
|  |  | GROUT |  |  |  | 0 | 0 |  | 0 |  |  | 0 | 0 | 0 | 0 | 0
| 225 |  | GROUT - GR-1 MFR: CUSTOM BUILDING MODEL: EPOXY COLOR: 335 WINTER GRAY | SF | 1050 | 0.77 | 0.73304 | 769.692 | 0.009 | 9.45 | TILF | 49.5 | 36.1845 | 0.32566 | 341.9435 | 1111.6355 | 1562.7513
| 226 |  | GROUT - GR-3 MFR: CUSTOM BUILDING MODEL: EPOXY COLOR: 543 DRIFTWOOD | SF | 300 | 0.77 | 0.73304 | 219.912 | 0.009 | 2.7 | TILF | 49.5 | 36.1845 | 0.32566 | 97.6981 | 317.6101 | 446.5004
[7 empty] | 0 | 0 |  | 0 |  |  | 0 | 0 | 0 | 0 | 0
|  |  | BASE |  |  |  | 0 | 0 |  | 0 |  |  | 0 | 0 | 0 | 0 | 0
| 227 |  | RUBBER BASE - WB-1 SIZE: 4" MFR: JOHNSONITE MODEL: TRADITIONAL WALL BASE COLOR: #48 GREY | LF | 404.72 | 1.51 | 1.4375 | 581.7931 | 0.037 | 14.9746 | 1 TILF | 49.5 | 36.1845 | 1.3388 | 541.8499 | 1123.643 | 1585.6356
| 228 |  | BULLNOSE BASE - WT-8 SIZE: 3" x 12" MFR: ROCA MODEL: FLOW COLOR: TENDER GRAY (FLOTG10-S4312) | LF | 11.28 | 1.73 | 1.647 | 18.5777 | 0.035 | 0.3948 | 1 TILF | 49.5 | 36.1845 | 1.2665 | 14.2856 | 32.8633 | 46.3275
[7 empty] | 0 | 0 |  | 0 |  |  | 0 | 0 | 0 | 0 | 0
|  |  | TRANSITION |  |  |  | 0 | 0 |  | 0 |  |  | 0 | 0 | 0 | 0 | 0
| 229 |  | TRANSITION STRIP - FTS-1 MFR: SCHLUTER MODEL: SCHIENE AE100 COLOR: SATIN ALUMINUM | LF | 51.63 | 2.141 | 2.0382 | 105.2339 | 0.032 | 1.6522 | 1 CARP | 53.15 | 38.8526 | 1.2433 | 64.1908 | 169.4247 | 238.5489
| 230 |  | TRANSITION STRIP - FTS-2 MFR: SCHLUTER MODEL: SCHIENE AE100 COLOR: SATIN ALUMINUM | LF | 28.99 | 2.141 | 2.0382 | 59.0883 | 0.032 | 0.92768 | 1 CARP | 53.15 | 38.8526 | 1.2433 | 36.0428 | 95.1312 | 133.9441
| 231 |  | TRANSITION STRIP - FTS-3 MFR: SCHLUTER MODEL: RENO U AE100 COLOR: SATIN ALUMINUM | LF | 12.24 | 3.2333 | 3.0781 | 37.676 | 0.032 | 0.39168 | 1 CARP | 53.15 | 38.8526 | 1.2433 | 15.2178 | 52.8938 | 74.3265
| 232 |  | TRANSITION STRIP - FTS-4 MFR: SCHLUTER MODEL: RENO-RAMP AERP COLOR: SATIN ALUMINUM | LF | 10.02 | 6.0414 | 5.7514 | 57.6294 | 0.032 | 0.32064 | 1 CARP | 53.15 | 38.8526 | 1.2433 | 12.4577 | 70.0871 | 98.2508
| 233 |  | SCHLUTER COVE TRIM | LF | 51.87 | 7.3243 | 6.9727 | 361.6739 | 0.032 | 1.6598 | 1 CARP | 53.15 | 38.8526 | 1.2433 | 64.4892 | 426.1631 | 597.0675
| 234 |  | SCHLUTER TRIM | LF | 39.55 | 6.3959 | 6.0889 | 240.8173 | 0.032 | 1.2656 | 1 CARP | 53.15 | 38.8526 | 1.2433 | 49.1719 | 289.9893 | 406.4457
[7 empty] | 0 | 0 |  | 0 |  |  | 0 | 0 | 0 | 0 | 0
|  |  | WALL FINISH |  |  |  | 0 | 0 |  | 0 |  |  | 0 | 0 | 0 | 0 | 0
| 235 | A410, A700 - A705 | WALL TILE - WT-1 SIZE: 3" x 12" MFR: ROCA MODEL: FLOW COLOR: WHITE (FLOWH17-312 | SF | 144.19 | 5.2 | 4.9504 | 713.7982 | 0.143 | 20.6192 | 1 TILF | 49.5 | 36.1845 | 5.1744 | 746.0944 | 1459.8925 | 2061.4244
| 236 |  | WALL TILE - WT-2 SIZE: 3" x 12" MFR: ROCA MODEL: FLOW COLOR: COSMIC SAPPHIRE (FLOCB09-312) | SF | 46.72 | 5.2 | 4.9504 | 231.2827 | 0.143 | 6.681 | 1 TILF | 49.5 | 36.1845 | 5.1744 | 241.7472 | 473.0299 | 667.9364
| 237 |  | WALL TILE - WT-3 SIZE: 6" x 12" MFR: MOSA MODEL: MURALS COLOR: DARK ANTHRACITE #2 (30610-1530) | SF | 38.42 | 15.12 | 14.3942 | 553.0267 | 0.143 | 5.4941 | 1 TILF | 49.5 | 36.1845 | 5.1744 | 198.7998 | 751.8265 | 1055.9338
| 238 |  | WALL TILE - WT-9 SIZE: 3" x 12" MFR: ROCA MODEL: FLOW COLOR: TENDER GRAY (FLOTG10-312) | SF | 53.22 | 5.2 | 4.9504 | 263.4603 | 0.143 | 7.6105 | 1 TILF | 49.5 | 36.1845 | 5.1744 | 275.3807 | 538.841 | 760.8642
| 239 |  | WALL COVERING - WC-1 MFR: FORMULA MODEL: VARIES BY FOCUS MARKET | SF | 120 | 3.26 | 3.1035 | 372.4224 | 0.023 | 2.76 | 2 CARP | 53.15 | 38.8526 | 0.89361 | 107.2333 | 479.6557 | 673.0726
| 240 |  | WALL COVERING @PT7 PAINT - ASSUMED WALL COVERING, V.I.F | SF | 103 | 3.26 | 3.1035 | 319.6626 | 0.023 | 2.369 | 2 CARP | 53.15 | 38.8526 | 0.89361 | 92.0419 | 411.7045 | 577.7206
| 241 |  | FIBERGLASS REINFORCED PLASTIC - FRP-1 SIZE: 48" H MFR: MARLITE MODEL: PEBBLED COLOR: P100 CLASSIC WHITE | SF | 16 | 3.5 | 3.332 | 53.312 | 0.038 | 0.608 | 2 CARP | 53.15 | 38.8526 | 1.4764 | 23.6224 | 76.9344 | 108.1541
[7 empty] | 0 | 0 |  | 0 |  |  | 0 | 0 | 0 | 0 | 0
|  |  | GYPSUM BOARD |  |  |  | 0 | 0 |  | 0 |  |  | 0 | 0 | 0 | 0 | 0
[7 empty] | 0 | 0 |  | 0 |  |  | 0 | 0 | 0 | 0 | 0
|  |  | WALLS |  |  |  | 0 | 0 |  | 0 |  |  | 0 | 0 | 0 | 0 | 0
| 242 | A120, A130, A140 | 5/8" THK. GYPSUM BOARD AT WALLS | SF | 6004.8655 |  | 0 | 0 | 0.037 | 222.18 | 2 CARP | 53.15 | 38.8526 | 1.4375 | 8632.2827 | 8632.2827 | 12318.2674
| 243 |  | NO. OF SHEETS | EA | 187.652 | 17.78 | 16.9266 | 3176.3036 |  | 0 |  |  | 0 | 0 | 0 | 3176.3036 | 4435.3904
| 244 |  | ADHESIVE | TUBES | 186.1508 | 7.48 | 7.121 | 1325.5726 |  | 0 |  |  | 0 | 0 | 0 | 1325.5726 | 1851.0296
| 245 |  | TAPING | ROLLS | 4.5036 | 6.59 | 6.2737 | 28.2545 |  | 0 |  |  | 0 | 0 | 0 | 28.2545 | 39.4545
| 246 |  | DRYWALL SCREWS | LBS | 32.1689 | 4.98 | 4.741 | 152.5116 |  | 0 |  |  | 0 | 0 | 0 | 152.5116 | 212.9672
| 247 |  | MUD PLASTER | LBS | 3182.5787 | 0.92 | 0.87584 | 2787.4297 |  | 0 |  |  | 0 | 0 | 0 | 2787.4297 | 3892.3669
[7 empty] | 0 | 0 |  | 0 |  |  | 0 | 0 | 0 | 0 | 0
| 248 |  | 5/8" THK. TYPE X GYPSUM BOARD AT TECH WALLS | SF | 40 |  | 0 | 0 | 0.037 | 1.48 | 2 CARP | 53.15 | 38.8526 | 1.4375 | 57.5019 | 57.5019 | 82.0552
| 249 |  | NO. OF SHEETS | EA | 1.25 | 19.47 | 18.5354 | 23.1693 |  | 0 |  |  | 0 | 0 | 0 | 23.1693 | 32.3536
| 250 |  | ADHESIVE | TUBES | 1.24 | 7.48 | 7.121 | 8.83 |  | 0 |  |  | 0 | 0 | 0 | 8.83 | 12.3302
| 251 |  | TAPING | ROLLS | 0.03 | 6.59 | 6.2737 | 0.18821 |  | 0 |  |  | 0 | 0 | 0 | 0.18821 | 0.26282
| 252 |  | DRYWALL SCREWS | LBS | 0.21429 | 4.98 | 4.741 | 1.0159 |  | 0 |  |  | 0 | 0 | 0 | 1.0159 | 1.4186
| 253 |  | MUD PLASTER | LBS | 21.2 | 0.92 | 0.87584 | 18.5678 |  | 0 |  |  | 0 | 0 | 0 | 18.5678 | 25.9281
[7 empty] | 0 | 0 |  | 0 |  |  | 0 | 0 | 0 | 0 | 0
| 254 |  | 1/2" THK. GLASS-MAT SHEATHING AT PARAPET WALL | SF | 658 |  | 0 | 0 | 0.037 | 24.346 | 2 CARP | 53.15 | 38.8526 | 1.4375 | 945.9066 | 945.9066 | 1349.8087
| 255 |  | NO. OF SHEETS | EA | 20.5625 | 44.83 | 42.6782 | 877.5697 |  | 0 |  |  | 0 | 0 | 0 | 877.5697 | 1225.4383
| 256 |  | ADHESIVE | TUBES | 20.398 | 7.48 | 7.121 | 145.2533 |  | 0 |  |  | 0 | 0 | 0 | 145.2533 | 202.8318
| 257 |  | TAPING | ROLLS | 0.4935 | 6.59 | 6.2737 | 3.0961 |  | 0 |  |  | 0 | 0 | 0 | 3.0961 | 4.3233
| 258 |  | DRYWALL SCREWS | LBS | 3.525 | 4.98 | 4.741 | 16.7119 |  | 0 |  |  | 0 | 0 | 0 | 16.7119 | 23.3365
| 259 |  | MUD PLASTER | LBS | 348.74 | 0.92 | 0.87584 | 305.4404 |  | 0 |  |  | 0 | 0 | 0 | 305.4404 | 426.517
[7 empty] | 0 | 0 |  | 0 |  |  | 0 | 0 | 0 | 0 | 0
| 260 |  | 5/8" THK. MOISTURE BOARD AT WALLS | SF | 255 |  | 0 | 0 | 0.037 | 9.435 | 2 CARP | 53.15 | 38.8526 | 1.4375 | 366.5748 | 366.5748 | 523.1022
| 261 |  | NO. OF SHEETS | EA | 7.9688 | 21.35 | 20.3252 | 161.9664 |  | 0 |  |  | 0 | 0 | 0 | 161.9664 | 226.1699
| 262 |  | ADHESIVE | TUBES | 7.905 | 7.48 | 7.121 | 56.2912 |  | 0 |  |  | 0 | 0 | 0 | 56.2912 | 78.605
| 263 |  | TAPING | ROLLS | 0.19125 | 6.59 | 6.2737 | 1.1998 |  | 0 |  |  | 0 | 0 | 0 | 1.1998 | 1.6755
| 264 |  | DRYWALL SCREWS | LBS | 1.3661 | 4.98 | 4.741 | 6.4765 |  | 0 |  |  | 0 | 0 | 0 | 6.4765 | 9.0438
| 265 |  | MUD PLASTER | LBS | 135.15 | 0.92 | 0.87584 | 118.3698 |  | 0 |  |  | 0 | 0 | 0 | 118.3698 | 165.2916
[7 empty] | 0 | 0 |  | 0 |  |  | 0 | 0 | 0 | 0 | 0
| 266 |  | 5/8" THK. CEMENTITUOUS BACKER BOARD AT WALLS | SF | 285 |  | 0 | 0 | 0.037 | 10.545 | 2 CARP | 53.15 | 38.8526 | 1.4375 | 409.7012 | 409.7012 | 584.6436
| 267 |  | NO. OF SHEETS | EA | 8.9062 | 46.42 | 44.1918 | 393.5836 |  | 0 |  |  | 0 | 0 | 0 | 393.5836 | 549.6001
| 268 |  | ADHESIVE | TUBES | 8.835 | 7.48 | 7.121 | 62.9137 |  | 0 |  |  | 0 | 0 | 0 | 62.9137 | 87.8527
| 269 |  | TAPING | ROLLS | 0.21375 | 6.59 | 6.2737 | 1.341 |  | 0 |  |  | 0 | 0 | 0 | 1.341 | 1.8726
| 270 |  | DRYWALL SCREWS | LBS | 1.5268 | 4.98 | 4.741 | 7.2384 |  | 0 |  |  | 0 | 0 | 0 | 7.2384 | 10.1077
| 271 |  | MUD PLASTER | LBS | 151.05 | 0.92 | 0.87584 | 132.2956 |  | 0 |  |  | 0 | 0 | 0 | 132.2956 | 184.7376
[7 empty] | 0 | 0 |  | 0 |  |  | 0 | 0 | 0 | 0 | 0
| 272 |  | 1/4" THK. CEMENTITUOUS BACKER BOARD AT WALLS | SF | 40 |  | 0 | 0 | 0.037 | 1.48 | 2 CARP | 53.15 | 38.8526 | 1.4375 | 57.5019 | 57.5019 | 82.0552
| 273 |  | NO. OF SHEETS | EA | 1.25 | 27.712 | 26.3818 | 32.9773 |  | 0 |  |  | 0 | 0 | 0 | 32.9773 | 46.0495
| 274 |  | ADHESIVE | TUBES | 1.24 | 7.48 | 7.121 | 8.83 |  | 0 |  |  | 0 | 0 | 0 | 8.83 | 12.3302
| 275 |  | TAPING | ROLLS | 0.03 | 6.59 | 6.2737 | 0.18821 |  | 0 |  |  | 0 | 0 | 0 | 0.18821 | 0.26282
| 276 |  | DRYWALL SCREWS | LBS | 0.21429 | 4.98 | 4.741 | 1.0159 |  | 0 |  |  | 0 | 0 | 0 | 1.0159 | 1.4186
| 277 |  | MUD PLASTER | LBS | 21.2 | 0.92 | 0.87584 | 18.5678 |  | 0 |  |  | 0 | 0 | 0 | 18.5678 | 25.9281
[7 empty] | 0 | 0 |  | 0 |  |  | 0 | 0 | 0 | 0 | 0
|  | A130 | CEILING |  |  |  | 0 | 0 |  | 0 |  |  | 0 | 0 | 0 | 0 | 0
| 278 |  | 5/8" THK. GYPSUM BOARD AT CEILING | SF | 516 |  | 0 | 0 | 0.065 | 33.54 | 2 CARP | 53.15 | 38.8526 | 2.5254 | 1303.1179 | 1303.1179 | 1859.5492
| 279 |  | NO. OF SHEETS | EA | 16.125 | 17.78 | 16.9266 | 272.9408 |  | 0 |  |  | 0 | 0 | 0 | 272.9408 | 381.1345
| 280 |  | ADHESIVE | TUBES | 15.996 | 7.48 | 7.121 | 113.9069 |  | 0 |  |  | 0 | 0 | 0 | 113.9069 | 159.0596
| 281 |  | TAPING | ROLLS | 0.387 | 6.59 | 6.2737 | 2.4279 |  | 0 |  |  | 0 | 0 | 0 | 2.4279 | 3.3903
| 282 |  | DRYWALL SCREWS | LBS | 2.7643 | 4.98 | 4.741 | 13.1054 |  | 0 |  |  | 0 | 0 | 0 | 13.1054 | 18.3003
| 283 |  | MUD PLASTER | LBS | 273.48 | 0.92 | 0.87584 | 239.5247 |  | 0 |  |  | 0 | 0 | 0 | 239.5247 | 334.4723
| 284 |  | 3-5/8" METAL STUD FRAMING @ 16"O.C | LF | 387.9699 |  | 0 | 0 |  | 0 |  |  | 0 | 0 | 0 | 0 | 0
[7 empty] | 0 | 0 |  | 0 |  |  | 0 | 0 | 0 | 0 | 0
| 285 |  | 5/8" THK. GYPSUM BOARD AT CEILING SOFFIT | SF | 286.04 |  | 0 | 0 | 0.065 | 18.5926 | 2 CARP | 53.15 | 38.8526 | 2.5254 | 722.3718 | 722.3718 | 1030.8245
| 286 |  | NO. OF SHEETS | EA | 8.9388 | 17.78 | 16.9266 | 151.3023 |  | 0 |  |  | 0 | 0 | 0 | 151.3023 | 211.2785
| 287 |  | ADHESIVE | TUBES | 8.8672 | 7.48 | 7.121 | 63.1433 |  | 0 |  |  | 0 | 0 | 0 | 63.1433 | 88.1733
| 288 |  | TAPING | ROLLS | 0.21453 | 6.59 | 6.2737 | 1.3459 |  | 0 |  |  | 0 | 0 | 0 | 1.3459 | 1.8794
| 289 |  | DRYWALL SCREWS | LBS | 1.5324 | 4.98 | 4.741 | 7.2648 |  | 0 |  |  | 0 | 0 | 0 | 7.2648 | 10.1446
| 290 |  | MUD PLASTER | LBS | 151.6012 | 0.92 | 0.87584 | 132.7784 |  | 0 |  |  | 0 | 0 | 0 | 132.7784 | 185.4118
| 291 |  | 3-5/8" METAL STUD FRAMING @ 16"O.C | LF | 429.5996 |  | 0 | 0 |  | 0 |  |  | 0 | 0 | 0 | 0 | 0
[7 empty] | 0 | 0 |  | 0 |  |  | 0 | 0 | 0 | 0 | 0
|  |  | ACOUSTICAL CEILING |  |  |  | 0 | 0 |  | 0 |  |  | 0 | 0 | 0 | 0 | 0
| 292 | A130, A131 | 24"x24" ACOUSTICAL CEILING TILE - ACT1 MFR: USG MODEL: 88135 - MARS HIGH NRC FINISH: FLAT WHITE 050 ACOUSTICAL CEILING GRID - ACT1 SIZE: 2" x 15/16" MFR: USG MODEL: DX 15/16" DONN BRAND DX/DXL | SF | 948.75 | 10.2988 | 9.8044 | 9301.934 | 0.04 | 37.95 | 2 CARP | 53.15 | 38.8526 | 1.5541 | 1474.4581 | 10776.3921 | 15093.2723
| 293 |  | ACOUSTICAL CEILING TILE - ACT-2 SIZE: 24" x 24" x 5/8" MFR: ARMSTRONG MODEL: 1729 - FINE FISSURED COLOR: TECH BLACK (BL) ACOUSTICAL CEILING GRID - ACT-2 SIZE: 2" x 15/16" MFR: GORDON | SF | 244.81 | 3.85 | 3.6652 | 897.2776 | 0.04 | 9.7924 | 2 CARP | 53.15 | 38.8526 | 1.5541 | 380.4607 | 1277.7383 | 1795.8759
| 294 |  | 2"x8" BAFFLE SYSTEM - BAR-1 - FURNISHED BY OWNER, INSTALLED BY G.C | LF | 370.76 |  | 0 | 0 | 0.115 | 42.6374 | 2 CARP | 53.15 | 38.8526 | 4.4681 | 1656.576 | 1656.576 | 2363.9339
[7 empty] | 0 | 0 |  | 0 |  |  | 0 | 0 | 0 | 0 | 0
|  |  | PAINT |  |  |  | 0 | 0 |  | 0 |  |  | 0 | 0 | 0 | 0 | 0
[7 empty] | 0 | 0 |  | 0 |  |  | 0 | 0 | 0 | 0 | 0
|  | A150 | WALL PAINT |  |  |  | 0 | 0 |  | 0 |  |  | 0 | 0 | 0 | 0 | 0
| 295 |  | PT-1: ONE COAT OF PRIMER WITH TWO COATS OF PAINT AT WALLS MFR: SHERWIN WILLIAMS MODEL: PROMAR 200 HP ZERO VOC COLOR: SW9166 DRIFT OF MIST | SF | 3710.84 | 0.49 | 0.46648 | 1731.0326 | 0.024 | 89.0602 | 1 PORD | 44.4 | 32.4564 | 0.77895 | 2890.5722 | 4621.6048 | 6542.0605
| 296 |  | PT-4: ONE COAT OF PRIMER WITH TWO COATS OF PAINT AT WALLS MFR: BENJAMIN MOORE MODEL: REGAL SELECT COLOR: 2066-10 BLUE | SF | 153.62 | 0.47 | 0.44744 | 68.7357 | 0.024 | 3.6869 | 1 PORD | 44.4 | 32.4564 | 0.77895 | 119.6629 | 188.3986 | 266.7415
| 297 |  | PT-6: ONE COAT OF PRIMER WITH TWO COATS OF PAINT AT WALLS MFR: BENJAMIN MOORE MODEL: REGAL SELECT COLOR: 1603 GRAPHITE REMARKS: EGGSHELL | SF | 40 | 0.47 | 0.44744 | 17.8976 | 0.024 | 0.96 | 1 PORD | 44.4 | 32.4564 | 0.77895 | 31.1581 | 49.0557 | 69.4549
| 298 |  | PT-7: ONE COAT OF PRIMER WITH TWO COATS OF PAINT AT WALLS MFR: SHIELDZ MODEL: UNIVERSAL WALLCOVERING COLOR: ROMAN PRO - 999 ULTRA PRIME REMARKS: PRIMER (DRIES CLEAR), COORDINATE w/ OWNER VENDOR | SF | 105 | 0.47 | 0.44744 | 46.9812 | 0.024 | 2.52 | 1 PORD | 44.4 | 32.4564 | 0.77895 | 81.7901 | 128.7713 | 182.3191
| 299 |  | PT-8: ONE COAT OF PRIMER WITH TWO COATS OF PAINT AT WALLS MFR: BENJAMIN MOORE MODEL: REGAL SELECT INTERIOR PAINT COLOR: 797 ATHENS BLUE REMARKS: EGGSHELL | SF | 75 | 0.47 | 0.44744 | 33.558 | 0.024 | 1.8 | 1 PORD | 44.4 | 32.4564 | 0.77895 | 58.4215 | 91.9795 | 130.2279
[7 empty] | 0 | 0 |  | 0 |  |  | 0 | 0 | 0 | 0 | 0
|  | A130 | CEILING PAINT |  |  |  | 0 | 0 |  | 0 |  |  | 0 | 0 | 0 | 0 | 0
| 300 |  | PT-3: ONE COAT OF PRIMER WITH TWO COATS OF PAINT AT CEILING MFR: SHERWIN WILLIAMS MODEL: PROMAR 200 HP ZERO VOC COLOR: SW9166 DRIFT OF MIST REMARKS: FLAT | SF | 802 | 0.49 | 0.46648 | 374.117 | 0.03 | 24.06 | 1 PORD | 44.4 | 32.4564 | 0.97369 | 780.901 | 1155.0179 | 1636.7626
| 301 |  | PT-3: ONE COAT OF PRIMER WITH TWO COATS OF PAINT AT EXPOSED STRUCTURE MFR: SHERWIN WILLIAMS MODEL: PROMAR 200 HP ZERO VOC COLOR: SW9166 DRIFT OF MIST REMARKS: FLAT | SF | 100 | 0.49 | 0.46648 | 46.648 | 0.03 | 3 | 1 PORD | 44.4 | 32.4564 | 0.97369 | 97.3692 | 144.0172 | 204.0851
| 302 | A706 | PT-5: ONE COAT OF PRIMER WITH TWO COATS OF PAINT AT BOOTH ROOF MFR: BENJAMIN MOORE MODEL: REGAL SELECT COLOR: 2037-30 KELLY GREEN REMARKS: EGGSHELL | SF | 77 | 0.47 | 0.44744 | 34.4529 | 0.03 | 2.31 | 1 PORD | 44.4 | 32.4564 | 0.97369 | 74.9743 | 109.4272 | 155.0983
[7 empty] | 0 | 0 |  | 0 |  |  | 0 | 0 | 0 | 0 | 0
|  | A600 | PAINTED DOORS |  |  |  | 0 | 0 |  | 0 |  |  | 0 | 0 | 0 | 0 | 0
| 303 |  | 3'Wx7'H HOLLOW METAL FRAME PT-2: ONE COAT OF PRIMER WITH TWO COATS OF PAINT MFR: SHERWIN WILLIAMS MODEL: PROMAR 200 H ZERO VOC COLOR: SW9166 DRIFT OF MIST REMARKS: SEMI-GLOSS | EA | 6 | 13.85 | 13.1852 | 79.1112 | 2.667 | 16.002 | 1 PORD | 44.4 | 32.4564 | 86.5612 | 519.3673 | 598.4785 | 851.608
[7 empty] | 0 | 0 |  | 0 |  |  | 0 | 0 | 0 | 0 | 0
|  |  | OPENING TRIM |  |  |  | 0 | 0 |  | 0 |  |  | 0 | 0 | 0 | 0 | 0
| 304 |  | PT-2: ONE COAT OF PRIMER WITH TWO COATS OF PAINT AT OPENING TRIM MFR: SHERWIN WILLIAMS MODEL: PROMAR 200 H ZERO VOC COLOR: SW9166 DRIFT OF MIST REMARKS: SEMI-GLOSS | LF | 910 | 0.42 | 0.39984 | 363.8544 | 0.019 | 17.29 | 1 PORD | 44.4 | 32.4564 | 0.61667 | 561.1712 | 925.0256 | 1308.8775
[7 empty] | 0 | 0 |  | 0 |  |  | 0 | 0 | 0 | 0 | 0
|  |  | MEP PAINT |  |  |  | 0 | 0 |  | 0 |  |  | 0 | 0 | 0 | 0 | 0
| 305 |  | BLACK PAINT CEILING DIFFUSER | EA | 5 | 3.5 | 3.332 | 16.66 | 0.125 | 0.625 | 1 PORD | 44.4 | 32.4564 | 4.057 | 20.2852 | 36.9453 | 52.2111
| 306 |  | 3/4"DIA GAS PIPE, SAFETY YELLOW PAINT | LF | 45 | 0.69 | 0.65688 | 29.5596 | 0.013 | 0.585 | 1 PORD | 44.4 | 32.4564 | 0.42193 | 18.987 | 48.5466 | 68.3715
| 307 |  | 1"DIA GAS PIPE, SAFETY YELLOW PAINT | LF | 10 | 0.69 | 0.65688 | 6.5688 | 0.013 | 0.13 | 1 PORD | 44.4 | 32.4564 | 0.42193 | 4.2193 | 10.7881 | 15.1937
[7 empty] | 0 | 0 |  | 0 |  |  | 0 | 0 | 0 | 0 | 0
|  |  | COLD FORMED METAL FRAMING |  |  |  | 0 | 0 |  | 0 |  |  | 0 | 0 | 0 | 0 | 0
[7 empty] | 0 | 0 |  | 0 |  |  | 0 | 0 | 0 | 0 | 0
|  |  | STUDS |  |  |  | 0 | 0 |  | 0 |  |  | 0 | 0 | 0 | 0 | 0
| 308 | A120, A140 | 3-5/8" 20 GA. METAL STUDS @ 16" O.C. NO. OF STUDS @ 2' HT: 35 NO. OF STUDS @ 3' HT: 56 NO. OF STUDS @ 3'-9" HT: 6 NO. OF STUDS @ 12'-6" HT: 101 NO. OF STUDS @ 18'-8" HT: 6 | SF | 2180.195 | 2.45 | 2.3324 | 5085.0868 | 0.032 | 69.7662 | 2 CARP | 53.15 | 38.8526 | 1.2433 | 2710.6033 | 7795.6901 | 10968.8461
| 309 |  | 6" 20 GA. METAL STUDS @ 16" O.C. NO. OF STUDS @ 4'-4" HT: 14 NO. OF STUDS @ 12'-6" HT: 50 | SF | 897.989 | 3.25 | 3.094 | 2778.378 | 0.033 | 29.6336 | 2 CARP | 53.15 | 38.8526 | 1.2821 | 1151.3453 | 3929.7233 | 5522.6968
| 310 |  | 6" 16 GA. METAL STUDS @ 16" O.C. NO. OF STUDS @ 9' HT: 4 NO. OF STUDS @ 12'-3" HT: 7 NO. OF STUDS @ 18'-8" HT: 6 | SF | 322.77 | 3.85 | 3.6652 | 1183.0166 | 0.038 | 12.2653 | 2 CARP | 53.15 | 38.8526 | 1.4764 | 476.5379 | 1659.5545 | 2331.9839
| 311 |  | 8" 16 GA. METAL STUDS @ 16" O.C. NO. OF STUDS @ 1'7" HT: 35 NO. OF STUDS @ 2'7" HT: 29 NO. OF STUDS @ 4' HT: 10 NO. OF STUDS @ 4'7" HT: 73 NO. OF STUDS @ 7'2" HT: 5 NO. OF STUDS @ 12'-9" HT: 68 NO. OF STUDS @ 15'-9" HT: 38 | SF | 2652.875 | 4.65 | 4.4268 | 11743.747 | 0.039 | 103.4621 | 2 CARP | 53.15 | 38.8526 | 1.5153 | 4019.7777 | 15763.5248 | 22135.1912
[7 empty] | 0 | 0 |  | 0 |  |  | 0 | 0 | 0 | 0 | 0
|  |  | BOOTH CEILING FRAMING |  |  |  | 0 | 0 |  | 0 |  |  | 0 | 0 | 0 | 0 | 0
| 312 |  | 6"THK. 16GA. METAL STUD @ 12" O.C | LF | 77 | 5.13 | 4.8838 | 376.0495 | 0.051 | 3.927 | 2 CARP | 53.15 | 38.8526 | 1.9815 | 152.5744 | 528.6239 | 742.8392
[7 empty] | 0 | 0 |  | 0 |  |  | 0 | 0 | 0 | 0 | 0
|  |  | CANOPY FRAMING |  |  |  | 0 | 0 |  | 0 |  |  | 0 | 0 | 0 | 0 | 0
| 313 |  | 6" METAL STUD CANOPY FRAMING @ 16" O.C | LF | 315.7895 | 3.27 | 3.113 | 983.0653 | 0.042 | 13.2632 | 2 CARP | 53.15 | 38.8526 | 1.6318 | 515.3088 | 1498.3741 | 2108.098
[7 empty] | 0 | 0 |  | 0 |  |  | 0 | 0 | 0 | 0 | 0
|  |  | TOP RUNNERS |  |  |  | 0 | 0 |  | 0 |  |  | 0 | 0 | 0 | 0 | 0
| 314 |  | 3-5/8" 20 GA. TOP METAL RUNNERS | LF | 270.5 |  | 0 | 0 |  | 0 |  |  | 0 | 0 | 0 | 0 | 0
| 315 |  | 6" 20 GA. TOP METAL RUNNERS | LF | 84.3 |  | 0 | 0 |  | 0 |  |  | 0 | 0 | 0 | 0 | 0
| 316 |  | 6" 16 GA. TOP METAL RUNNERS | LF | 24 |  | 0 | 0 |  | 0 |  |  | 0 | 0 | 0 | 0 | 0
| 317 |  | 8" 16 GA. TOP METAL RUNNERS | LF | 341 |  | 0 | 0 |  | 0 |  |  | 0 | 0 | 0 | 0 | 0
[7 empty] | 0 | 0 |  | 0 |  |  | 0 | 0 | 0 | 0 | 0
|  |  | BOTTOM RUNNERS |  |  |  | 0 | 0 |  | 0 |  |  | 0 | 0 | 0 | 0 | 0
| 318 |  | 3-5/8" 20 GA. BOTTOM METAL RUNNERS | LF | 270.5 |  | 0 | 0 |  | 0 |  |  | 0 | 0 | 0 | 0 | 0
| 319 |  | 6" 20 GA. BOTTOM METAL RUNNERS | LF | 84.3 |  | 0 | 0 |  | 0 |  |  | 0 | 0 | 0 | 0 | 0
| 320 |  | 6" 16 GA. BOTTOM METAL RUNNERS | LF | 24 |  | 0 | 0 |  | 0 |  |  | 0 | 0 | 0 | 0 | 0
| 321 |  | 8" 16 GA. BOTTOM METAL RUNNERS | LF | 341 |  | 0 | 0 |  | 0 |  |  | 0 | 0 | 0 | 0 | 0
[7 empty] | 0 | 0 |  | 0 |  |  | 0 | 0 | 0 | 0 | 0
|  | DIV. 10 | SPECIALTIES |  |  |  | SUBTOTAL MATERIAL | 2642.7139 |  | 15 HRS |  |  |  | SUBTOTAL LABOR | 584.2273 | 3226.9412 | 4523.9781
[7 empty] | 0 | 0 |  | 0 |  |  | 0 | 0 | 0 | 0 | 0
|  |  | TOILET ACCESSORIES |  |  |  | 0 | 0 |  | 0 |  |  | 0 | 0 | 0 | 0 | 0
| 322 | A410 | 18" VERTICAL GRAB BAR - TA3 - BRADELY 1-1/4" STAINLESS STEEL GRAB BAR | EA | 2 | 42.95 | 40.8884 | 81.7768 | 0.333 | 0.666 | 1 CARP | 53.15 | 38.8526 | 12.9379 | 25.8759 | 107.6527 | 151.118
| 323 |  | 42" HORIZONTAL GRAB BAR - TA3 - BRADELY 1-1/4" STAINLESS STEEL GRAB BAR | EA | 2 | 51.95 | 49.4564 | 98.9128 | 0.4 | 0.8 | 1 CARP | 53.15 | 38.8526 | 15.5411 | 31.0821 | 129.9949 | 182.476
| 324 |  | WASTE RECEPTACLE - TA4 - BOBRICK B-3644 RECESSED | EA | 2 | 317.23 | 302.003 | 604.0059 | 2 | 4 | 1 CARP | 53.15 | 38.8526 | 77.7053 | 155.4106 | 759.4165 | 1065.2048
| 325 |  | 2'x3' MIRROR - TA6 - BOBRICK B-290 GLASS MIRROR W/ STAINLESS STEEL ANGLE FRAME | EA | 2 | 191.3 | 182.1176 | 364.2352 | 0.533 | 1.066 | 1 CARP | 53.15 | 38.8526 | 20.7085 | 41.4169 | 405.6521 | 567.72
| 326 |  | SANITARY NAPKIN DISPOSAL - TA8 - BOBRICK B-270 | EA | 1 | 40.88 | 38.9178 | 38.9178 | 0.4 | 0.4 | 1 CARP | 53.15 | 38.8526 | 15.5411 | 15.5411 | 54.4588 | 76.5219
| 327 |  | COAT HOOK - TA9 | EA | 2 | 15.5 | 14.756 | 29.512 | 0.125 | 0.25 | 1 CARP | 53.15 | 38.8526 | 4.8566 | 9.7132 | 39.2252 | 55.0712
| 328 |  | SURFACE MOUNTED MOP HOLDER - TA10 - BOBRICK B-223x24, SATIN FINISH | EA | 1 | 95.22 | 90.6494 | 90.6494 | 0.333 | 0.333 | 1 CARP | 53.15 | 38.8526 | 12.9379 | 12.9379 | 103.5874 | 145.0453
|  |  | NOTE: ABOVE ITEMS ARE TO BE FURNISHED AND INSTALLED BY G.C. |  |  |  | 0 | 0 |  | 0 |  |  | 0 | 0 | 0 | 0 | 0
[7 empty] | 0 | 0 |  | 0 |  |  | 0 | 0 | 0 | 0 | 0
| 329 | A410 | TOILET TISSUE DISPENSER - TA1 | EA | 2 |  | 0 | 0 | 0.267 | 0.534 | 1 CARP | 53.15 | 38.8526 | 10.3737 | 20.7473 | 20.7473 | 29.6064
| 330 |  | PAPER TOWEL DISPENSER - TA2 | EA | 2 |  | 0 | 0 | 0.333 | 0.666 | 1 CARP | 53.15 | 38.8526 | 12.9379 | 25.8759 | 25.8759 | 36.9249
| 331 |  | SOAP DISPENSER - TA5 | EA | 2 |  | 0 | 0 | 0.4 | 0.8 | 1 CARP | 53.15 | 38.8526 | 15.5411 | 31.0821 | 31.0821 | 44.3542
|  |  | NOTE: ABOVE ITEMS ARE TO BE FURNISHED BY OWNER AND INSTALLED BY G.C. |  |  |  | 0 | 0 |  | 0 |  |  | 0 | 0 | 0 | 0 | 0
[7 empty] | 0 | 0 |  | 0 |  |  | 0 | 0 | 0 | 0 | 0
|  |  | SIGNAGES |  |  |  | 0 | 0 |  | 0 |  |  | 0 | 0 | 0 | 0 | 0
| 332 | G001 | 6"x4" TACTILE SIGNAGE | EA | 3 | 28 | 26.656 | 79.968 | 0.35 | 1.05 | 1 CARP | 53.15 | 38.8526 | 13.5984 | 40.7953 | 120.7633 | 169.8822
| 333 |  | 6"x9" ADA MEN TOILET SIGNAGE - 5/8"Hx1/32" RAISED LETTERING, GRADE 2 BRAILLE | EA | 1 | 35 | 33.32 | 33.32 | 0.35 | 0.35 | 1 CARP | 53.15 | 38.8526 | 13.5984 | 13.5984 | 46.9184 | 65.933
| 334 |  | 6"x9" ADA WOMAN TOILET SIGNAGE | EA | 1 | 35 | 33.32 | 33.32 | 0.35 | 0.35 | 1 CARP | 53.15 | 38.8526 | 13.5984 | 13.5984 | 46.9184 | 65.933
[7 empty] | 0 | 0 |  | 0 |  |  | 0 | 0 | 0 | 0 | 0
|  |  | FIRE EXTINGUISHER |  |  |  | 0 | 0 |  | 0 |  |  | 0 | 0 | 0 | 0 | 0
| 335 | G001 | FIRE EXTINGUISHER CABINET | EA | 2 | 300 | 285.6 | 571.2 | 0.536 | 1.072 | 1 CARP | 53.15 | 38.8526 | 20.825 | 41.65 | 612.85 | 857.0583
[7 empty] | 0 | 0 |  | 0 |  |  | 0 | 0 | 0 | 0 | 0
|  |  | BOOTH SCREEN PANEL |  |  |  | 0 | 0 |  | 0 |  |  | 0 | 0 | 0 | 0 | 0
| 336 | A706 | BOOTH SCREEN PANEL SYSTEM - PNL1 MFR: BIG APPLE VISUAL GROUP - HARDWOO BLOCKING FILLER BOTH SIDE | SF | 36 | 18 | 17.136 | 616.896 | 0.075 | 2.7 | 2 CARP | 53.15 | 38.8526 | 2.9139 | 104.9022 | 721.7982 | 1011.1289
[7 empty] | 0 | 0 |  | 0 |  |  | 0 | 0 | 0 | 0 | 0
|  | DIV. 11 | EQUIPMENT |  |  |  | SUBTOTAL MATERIAL | 20308.064 |  | 27 HRS |  |  |  | SUBTOTAL LABOR | 1139.4156 | 21447.4796 | 29984.1266
[7 empty] | 0 | 0 |  | 0 |  |  | 0 | 0 | 0 | 0 | 0
|  |  | APPLIANCES |  |  |  | 0 | 0 |  | 0 |  |  | 0 | 0 | 0 | 0 | 0
| 337 | A160, A170 | MICROWAVE DRAWER - AE01 MFR: SHARP MODEL: SMD3070ASY | EA | 1 | 1599 | 1522.248 | 1522.248 | 4 | 4 | Q-1 | 58 | 42.398 | 169.592 | 169.592 | 1691.84 | 2367.6749
| 338 |  | MICROWAVE - AE-02 MFR: GE MODEL: GCST11X1WSS | EA | 1 | 175 | 166.6 | 166.6 | 0.75 | 0.75 | 1 CLAB | 42.1 | 30.7751 | 23.0813 | 23.0813 | 189.6813 | 265.5773
| 339 |  | REFRIGERATOR - AE-03 MFR: WHIRLPOOL MODEL: WRFC2036RZ | EA | 1 | 2610 | 2484.72 | 2484.72 | 5.344 | 5.344 | 2 CLAB | 42.1 | 30.7751 | 164.4621 | 164.4621 | 2649.1821 | 3704.3505
| 340 |  | DISHWASHER - AE-04 MFR: GE MODEL: PDT145SGL/SS | EA | 1 | 929 | 884.408 | 884.408 | 4 | 4 | L-1 | 62.9 | 45.9799 | 183.9196 | 183.9196 | 1068.3276 | 1497.4406
| 341 |  | QUENCH - AE-06 MFR: QUENCH MODEL: Q8CT | EA | 1 | 519 | 494.088 | 494.088 | 1.25 | 1.25 | 1 PLUM | 64.45 | 47.1129 | 58.8912 | 58.8912 | 552.9792 | 773.9822
|  |  | NOTE: ABOVE ITEMS ARE TO BE FURNISHED AND INSTALLED BY G.C. |  |  |  | 0 | 0 |  | 0 |  |  | 0 | 0 | 0 | 0 | 0
| 342 |  | COFFEE MAKER - AE-07 MFR: KEURIG MODEL: K4500 NOTE: FURNISHED BY VENDOR & INSTALLED BY G.C | EA | 1 |  | 0 | 0 | 2.667 | 2.667 | 1 PLUM | 64.45 | 47.1129 | 125.6502 | 125.6502 | 125.6502 | 179.3029
[7 empty] | 0 | 0 |  | 0 |  |  | 0 | 0 | 0 | 0 | 0
|  |  | MISC. |  |  |  | 0 | 0 |  | 0 |  |  | 0 | 0 | 0 | 0 | 0
| 343 | A110 | REMOTE TELLER TERMINAL | EA | 1 | 15500 | 14756 | 14756 | 9 | 9 | L-1 | 62.9 | 45.9799 | 413.8191 | 413.8191 | 15169.8191 | 21195.7983
[7 empty] | 0 | 0 |  | 0 |  |  | 0 | 0 | 0 | 0 | 0
|  | DIV. 12 | FURNISHINGS |  |  |  | SUBTOTAL MATERIAL | 28188.72 |  | 205 HRS |  |  |  | SUBTOTAL LABOR | 7640.9784 | 35829.6984 | 50266.4048
[7 empty] | 0 | 0 |  | 0 |  |  | 0 | 0 | 0 | 0 | 0
|  |  | COUNTERTOP |  |  |  | 0 | 0 |  | 0 |  |  | 0 | 0 | 0 | 0 | 0
| 344 | A1.1 | SOLID SURFACE - SLD-1 MFR: WILSONART MODEL: QUARTZ COLOR: NIWA Q1002 | SF | 111.14 |  | 0 | 0 | 0.147 | 16.3376 | 2 CARP | 53.15 | 38.8526 | 5.7113 | 634.7583 | 634.7583 | 905.8001
|  |  | NOTE: AS PER GENERAL NOTE K ON SHEET A110, ALL MILLWORK IS TO BE PROVIDED BY THE OWNER, AND INSTALLATION BY THE G.C. IS ASSUMED. |  |  |  | 0 | 0 |  | 0 |  |  | 0 | 0 | 0 | 0 | 0
[7 empty] | 0 | 0 |  | 0 |  |  | 0 | 0 | 0 | 0 | 0
|  |  | SHADE |  |  |  | 0 | 0 |  | 0 |  |  | 0 | 0 | 0 | 0 | 0
| 345 | A130 | MOTORIZED MECHOSHADE (75 LF) - MECHO MFR: MECHOSHADE MODEL: THERMOVEIL DENSE BASKET WEAVE 1300 SERIES | SF | 1184.4 | 25 | 23.8 | 28188.72 | 0.125 | 148.05 | 1 CARP | 53.15 | 38.8526 | 4.8566 | 5752.1348 | 33940.8548 | 47571.025
[7 empty] | 0 | 0 |  | 0 |  |  | 0 | 0 | 0 | 0 | 0
|  |  | FURNITURE |  |  |  | 0 | 0 |  | 0 |  |  | 0 | 0 | 0 | 0 | 0
[7 empty] | 0 | 0 |  | 0 |  |  | 0 | 0 | 0 | 0 | 0
|  | A160, A170 | NOTE: AS PER GENERAL NOTE K ON SHEET A110, ALL BELOW FURNITURE ARE TO BE PROVIDED BY THE OWNER, AND INSTALLATION BY THE G.C. IS ASSUMED. |  |  |  | 0 | 0 |  | 0 |  |  | 0 | 0 | 0 | 0 | 0
| 346 |  | TOTO CHAIR - CH-01 SIZE: 23.5"W X 23"D X 32"H X 18.25"SH | EA | 2 |  | 0 | 0 | 0.25 | 0.5 | 1 CLAB | 42.1 | 30.7751 | 7.6938 | 15.3876 | 15.3876 | 21.958
| 347 |  | BOMBOM - CH-02 SIZE: 34.25"W X 30.25"D X 30"H X 19.25"H | EA | 2 |  | 0 | 0 | 0.4 | 0.8 | 1 CLAB | 42.1 | 30.7751 | 12.31 | 24.6201 | 24.6201 | 35.1329
| 348 |  | MERANO CHAIR ARMLESS - CH-03 SIZE: 17"W X 17"D X 31"H X 18"SH | EA | 2 |  | 0 | 0 | 0.2 | 0.4 | 1 CLAB | 42.1 | 30.7751 | 6.155 | 12.31 | 12.31 | 17.5664
| 349 |  | LAVA - CH-04 SIZE: 27.25"W X 22"D X 33.25"-37.25"H X 17.75-22"SH | EA | 3 |  | 0 | 0 | 0.35 | 1.05 | 1 CLAB | 42.1 | 30.7751 | 10.7713 | 32.3139 | 32.3139 | 46.1119
| 350 |  | CHAIR - CH-06 | EA | 2 |  | 0 | 0 | 0.25 | 0.5 | 1 CLAB | 42.1 | 30.7751 | 7.6938 | 15.3876 | 15.3876 | 21.958
| 351 |  | TOTO CHAIR - CH-07 SIZE: 23.5"W X 23"D X 32"H X 18.25"SH | EA | 1 |  | 0 | 0 | 0.25 | 0.25 | 1 CLAB | 42.1 | 30.7751 | 7.6938 | 7.6938 | 7.6938 | 10.979
| 352 |  | MAVIC - CH-08 SIZE: 23.5"W X 23.5"D X 35.4"D X 17.5"-21.5"SH | EA | 1 |  | 0 | 0 | 0.3 | 0.3 | 1 CLAB | 42.1 | 30.7751 | 9.2325 | 9.2325 | 9.2325 | 13.1748
| 353 |  | MOVI STOOL - CH-10 SIZE: 26"W X 26"D X 37.75"H X 21.5"-28.5"SH | EA | 2 |  | 0 | 0 | 0.3 | 0.6 | 1 CLAB | 42.1 | 30.7751 | 9.2325 | 18.4651 | 18.4651 | 26.3496
| 354 |  | MERANO - CH-11 SIZE: 17"W X 14"D X 29"H X 30"SH | EA | 4 |  | 0 | 0 | 0.2 | 0.8 | 1 CLAB | 42.1 | 30.7751 | 6.155 | 24.6201 | 24.6201 | 35.1329
| 355 |  | PLANTER - PL-02 SIZE: 48"W X 12"D X 28"H (CAN VARY) | EA | 2 |  | 0 | 0 | 0.5 | 1 | 1 CLAB | 42.1 | 30.7751 | 15.3876 | 30.7751 | 30.7751 | 43.9161
| 356 |  | RAFT SOFA - SS-01 SIZE: 26.25"W X 26.25"W X 20.25"-29"H | EA | 2 |  | 0 | 0 | 0.5 | 1 | 1 CLAB | 42.1 | 30.7751 | 15.3876 | 30.7751 | 30.7751 | 43.9161
| 357 |  | LUCA 2 SEAT - SS-03A SIZE: 66.5"W X 33.25"D X 29.5"H X 16.5"SH | EA | 1 |  | 0 | 0 | 0.6 | 0.6 | 1 CLAB | 42.1 | 30.7751 | 18.4651 | 18.4651 | 18.4651 | 26.3496
| 358 |  | LUCA 3 SEAT - SS-03B SIZE: 95.75"W X 33.25"D X 29.5"H X 16.5"SH | EA | 1 |  | 0 | 0 | 0.75 | 0.75 | 1 CLAB | 42.1 | 30.7751 | 23.0813 | 23.0813 | 23.0813 | 32.9371
| 359 |  | SLIM PED W/ CUSHION - ST-02 SIZE: 12"W X 18"7/8"D X 21"H | EA | 1 |  | 0 | 0 | 0.3 | 0.3 | 1 CLAB | 42.1 | 30.7751 | 9.2325 | 9.2325 | 9.2325 | 13.1748
| 360 |  | INTERMIX/STAKS - TB-01 SIZE: 72"W X 36"D X 1"H | EA | 1 |  | 0 | 0 | 0.75 | 0.75 | 1 CLAB | 42.1 | 30.7751 | 23.0813 | 23.0813 | 23.0813 | 32.9371
| 361 |  | LUCA - TB-02 SIZE: 18" DIA X 23"H | EA | 2 |  | 0 | 0 | 0.3 | 0.6 | 1 CLAB | 42.1 | 30.7751 | 9.2325 | 18.4651 | 18.4651 | 26.3496
| 362 |  | ROUND TOP/J87 BASE - TB-04A SIZE: 30" DIA | EA | 1 |  | 0 | 0 | 0.5 | 0.5 | 1 CLAB | 42.1 | 30.7751 | 15.3876 | 15.3876 | 15.3876 | 21.958
| 363 |  | WORKSTATION - WS-01 SIZE: OVAL TOP: 42"D X 9"W OR 10"W (VARIES) | EA | 1 |  | 0 | 0 | 1 | 1 | 2 CLAB | 42.1 | 30.7751 | 30.7751 | 30.7751 | 30.7751 | 43.9161
|  |  | NOTE: ALL BELOW FURNITURE ARE NOT FOUND ON PLANS BUT GIVEN ON FURNITURE SCHEDULE, SO WE ASSUMED 1 EA, PLEASE V.I.F |  |  |  | 0 | 0 |  | 0 |  |  | 0 | 0 | 0 | 0 | 0
| 364 |  | TOTO CHAIR - CH-05 SIZE: 23.5"W X 23"D X 32"H X 18.25"SH | EA | 1 |  | 0 | 0 | 0.25 | 0.25 | 1 CLAB | 42.1 | 30.7751 | 7.6938 | 7.6938 | 7.6938 | 10.979
| 365 |  | BAHKITA - CH-09 SIZE: 18"W X 21"D X 35.4" X 17.25"-21.5"SH | EA | 1 |  | 0 | 0 | 0.3 | 0.3 | 1 CLAB | 42.1 | 30.7751 | 9.2325 | 9.2325 | 9.2325 | 13.1748
| 366 |  | CHARGE STATION - CS-01 SIZE: 17.5"W X 20"D X 13.5"H | EA | 1 |  | 0 | 0 | 0.75 | 0.75 | 1 CLAB | 42.1 | 30.7751 | 23.0813 | 23.0813 | 23.0813 | 32.9371
| 367 |  | LOCKERS - LK-01 SIZE: 16"W X 12"D X 72"H | EA | 1 |  | 0 | 0 | 1 | 1 | 1 CLAB | 42.1 | 30.7751 | 30.7751 | 30.7751 | 30.7751 | 43.9161
| 368 |  | PHONE ROOM PEDESTAL - MS-01 SIZE: 22.75"H X 15.5"W X 22.5"D | EA | 1 |  | 0 | 0 | 0.3 | 0.3 | 1 CLAB | 42.1 | 30.7751 | 9.2325 | 9.2325 | 9.2325 | 13.1748
| 369 |  | PLANTER - MS-03 SIZE: 48"L X 12"W X 30"H | EA | 1 |  | 0 | 0 | 0.5 | 0.5 | 1 CLAB | 42.1 | 30.7751 | 15.3876 | 15.3876 | 15.3876 | 21.958
| 370 |  | PENCIL - ACCY - PD-01 SIZE: 21.75"W X 17.25"D X 2.125"H | EA | 1 |  | 0 | 0 | 0.15 | 0.15 | 1 CLAB | 42.1 | 30.7751 | 4.6163 | 4.6163 | 4.6163 | 6.5874
| 371 |  | ROO - PL-01 SIZE: 17.5"D X 29"H | EA | 1 |  | 0 | 0 | 0.35 | 0.35 | 1 CLAB | 42.1 | 30.7751 | 10.7713 | 10.7713 | 10.7713 | 15.3706
| 372 |  | THREAD - PT-01 SIZE: 30"H | EA | 1 |  | 0 | 0 | 0.35 | 0.35 | 1 CLAB | 42.1 | 30.7751 | 10.7713 | 10.7713 | 10.7713 | 15.3706
| 373 |  | BOOTH PILLOW: BEDFORD - PW-01 SIZE: 18" X 18" | EA | 1 |  | 0 | 0 | 0.05 | 0.05 | 1 CLAB | 42.1 | 30.7751 | 1.5388 | 1.5388 | 1.5388 | 2.1958
| 374 |  | BOOTH PILLOW: DBL STITCH - PW-02 SIZE: 18" X 18" | EA | 1 |  | 0 | 0 | 0.05 | 0.05 | 1 CLAB | 42.1 | 30.7751 | 1.5388 | 1.5388 | 1.5388 | 2.1958
| 375 |  | BOOTH PILLOW: HERITAGE - PW-03 SIZE: 18" X 18" | EA | 1 |  | 0 | 0 | 0.05 | 0.05 | 1 CLAB | 42.1 | 30.7751 | 1.5388 | 1.5388 | 1.5388 | 2.1958
| 376 |  | CRATE DIVIDE 3 BAY - SH-03 SIZE: 53"W X 18"D X 70.5"H | EA | 1 |  | 0 | 0 | 1 | 1 | 1 CLAB | 42.1 | 30.7751 | 30.7751 | 30.7751 | 30.7751 | 43.9161
| 377 |  | CRATE DIVIDE 4 BAY - SH-04 SIZE: 70.25"W X 18"D X 70.5"H | EA | 1 |  | 0 | 0 | 1.25 | 1.25 | 1 CLAB | 42.1 | 30.7751 | 38.4689 | 38.4689 | 38.4689 | 54.8951
| 378 |  | CRATE DIVIDE 6 BAY - SH-06 SIZE: 106"W X 18"D X 70.5"H | EA | 1 |  | 0 | 0 | 1.75 | 1.75 | 1 CLAB | 42.1 | 30.7751 | 53.8564 | 53.8564 | 53.8564 | 76.8531
| 379 |  | CRATE DIVIDE 8 BAY - SH-08 SIZE: 142"W X 18"D X 70.5"H | EA | 1 |  | 0 | 0 | 2.25 | 2.25 | 1 CLAB | 42.1 | 30.7751 | 69.244 | 69.244 | 69.244 | 98.8112
| 380 |  | LUCA 45 LEFT ARM - SS-02L SIZE: 86.25" X 44.5"D X 29.5"H X 16.5"SH | EA | 1 |  | 0 | 0 | 1.25 | 1.25 | 2 CLAB | 42.1 | 30.7751 | 38.4689 | 38.4689 | 38.4689 | 54.8951
| 381 |  | LUCA 45 RIGHT ARM - SS-02R SIZE: 86.25" X 44.5"D X 29.5"H X 16.5"SH | EA | 1 |  | 0 | 0 | 1.25 | 1.25 | 2 CLAB | 42.1 | 30.7751 | 38.4689 | 38.4689 | 38.4689 | 54.8951
| 382 |  | LUCA LEFT ARM W/TABLE - SS-04L SIZE: 90.25"W X 33.25"D X 29.5"H X 16.5"SH | EA | 1 |  | 0 | 0 | 1 | 1 | 2 CLAB | 42.1 | 30.7751 | 30.7751 | 30.7751 | 30.7751 | 43.9161
| 383 |  | LUCA RIGHT ARM W/TABLE - SS-04R SIZE: 90.25"W X 33.25"D X 29.5"H X 16.5"SH | EA | 1 |  | 0 | 0 | 1 | 1 | 2 CLAB | 42.1 | 30.7751 | 30.7751 | 30.7751 | 30.7751 | 43.9161
| 384 |  | ORAI - SS-06 SIZE: 101.5"W X 33.5"D X 27"H X 17"SH | EA | 1 |  | 0 | 0 | 1.25 | 1.25 | 1 CLAB | 42.1 | 30.7751 | 38.4689 | 38.4689 | 38.4689 | 54.8951
| 385 |  | RAFT SOFA - SS-07A SIZE: 26.25"D X 26.25"W X 29"H X 18"SH | EA | 1 |  | 0 | 0 | 0.5 | 0.5 | 2 CLAB | 42.1 | 30.7751 | 15.3876 | 15.3876 | 15.3876 | 21.958
| 386 |  | RAFT SOFA - SS-07B SIZE: 26.25"D X 52.75"W X 29"H X 16.5" SH | EA | 1 |  | 0 | 0 | 0.75 | 0.75 | 2 CLAB | 42.1 | 30.7751 | 23.0813 | 23.0813 | 23.0813 | 32.9371
| 387 |  | TRACE - ST-01 SIZE: 36"W X 18.25"D X 51.5"H (CAN VARY) | EA | 1 |  | 0 | 0 | 0.75 | 0.75 | 1 CLAB | 42.1 | 30.7751 | 23.0813 | 23.0813 | 23.0813 | 32.9371
| 388 |  | STAKS - ST-03 SIZE: 36"W X 16.5"D X 27.875"H (CAN VARY) | EA | 1 |  | 0 | 0 | 0.5 | 0.5 | 1 CLAB | 42.1 | 30.7751 | 15.3876 | 15.3876 | 15.3876 | 21.958
| 389 |  | YAHEETECH - ST-04 SIZE: 12.6"W X 11.8"D X 34.25"H | EA | 1 |  | 0 | 0 | 0.2 | 0.2 | 2 CLAB | 42.1 | 30.7751 | 6.155 | 6.155 | 6.155 | 8.7832
| 390 |  | LUCA - TB-03A SIZE: 30" DIA X 16"H | EA | 1 |  | 0 | 0 | 0.35 | 0.35 | 2 CLAB | 42.1 | 30.7751 | 10.7713 | 10.7713 | 10.7713 | 15.3706
| 391 |  | LUCA - TB-03B SIZE: 36" DIA X 16"H | EA | 1 |  | 0 | 0 | 0.4 | 0.4 | 2 CLAB | 42.1 | 30.7751 | 12.31 | 12.31 | 12.31 | 17.5664
| 392 |  | LUCA SMALL CLUSTER - TB-03C SIZE: 36" DIA X 16"H + 30" DIA 18"H | EA | 1 |  | 0 | 0 | 0.6 | 0.6 | 2 CLAB | 42.1 | 30.7751 | 18.4651 | 18.4651 | 18.4651 | 26.3496
| 393 |  | LUCA LARGE CLUSTER - TB-03D SIZE: 22" DIA X 14"H | EA | 1 |  | 0 | 0 | 0.3 | 0.3 | 2 CLAB | 42.1 | 30.7751 | 9.2325 | 9.2325 | 9.2325 | 13.1748
| 394 |  | ROUND TOP/J87 BASE - TB-04B SIZE: 36" DIA | EA | 1 |  | 0 | 0 | 0.5 | 0.5 | 2 CLAB | 42.1 | 30.7751 | 15.3876 | 15.3876 | 15.3876 | 21.958
| 395 |  | BLUEPRINT 1900N - TB-05A SIZE: 66"W X 30"D X 42"H | EA | 1 |  | 0 | 0 | 1 | 1 | 2 CLAB | 42.1 | 30.7751 | 30.7751 | 30.7751 | 30.7751 | 43.9161
| 396 |  | BLUEPRINT 1900S - TB-05B SIZE: 72"W X 36"D X 42"H | EA | 1 |  | 0 | 0 | 1.25 | 1.25 | 2 CLAB | 42.1 | 30.7751 | 38.4689 | 38.4689 | 38.4689 | 54.8951
| 397 |  | BLUEPRINT TABLE - TB-05C SIZE: 84"W X 36"D X 42"H | EA | 1 |  | 0 | 0 | 1.5 | 1.5 | 2 CLAB | 42.1 | 30.7751 | 46.1626 | 46.1626 | 46.1626 | 65.8741
| 398 |  | BLUEPRINT 2400+ - TB-05D SIZE: 108"W X 36"D X 42"H | EA | 1 |  | 0 | 0 | 2 | 2 | 2 CLAB | 42.1 | 30.7751 | 61.5502 | 61.5502 | 61.5502 | 87.8321
| 399 |  | SWAP TOP / ZOLA TOP - TB-06 SIZE: 24"X30" | EA | 1 |  | 0 | 0 | 0.25 | 0.25 | 2 CLAB | 42.1 | 30.7751 | 7.6938 | 7.6938 | 7.6938 | 10.979
| 400 |  | SWAP TOP / ZOLA TOP - TB-07 SIZE: 30"X48" | EA | 1 |  | 0 | 0 | 0.35 | 0.35 | 1 CLAB | 42.1 | 30.7751 | 10.7713 | 10.7713 | 10.7713 | 15.3706
| 401 |  | CONNECT X2 - WD-01 SIZE: 36"X48" (CAN VARY) | EA | 1 |  | 0 | 0 | 0.75 | 0.75 | 2 CLAB | 42.1 | 30.7751 | 23.0813 | 23.0813 | 23.0813 | 32.9371
| 402 |  | FLEX DESKS - WS-02 SIZE: 58"W X 29"D X 22.75"-48.5"H | EA | 1 |  | 0 | 0 | 1 | 1 | 2 CLAB | 42.1 | 30.7751 | 30.7751 | 30.7751 | 30.7751 | 43.9161
[7 empty] | 0 | 0 |  | 0 |  |  | 0 | 0 | 0 | 0 | 0
|  | DIV. 22 | PLUMBING |  |  |  | SUBTOTAL MATERIAL | 35615.9972 |  | 381 HRS |  |  |  | SUBTOTAL LABOR | 16583.5354 | 52199.5326 | 73398.8836
[7 empty] | 0 | 0 |  | 0 |  |  | 0 | 0 | 0 | 0 | 0
|  |  | ALLOWANCE |  |  |  | 0 | 0 |  | 0 |  |  | 0 | 0 | 0 | 0 | 0
| 403 |  | ALLOWANCE PROVIDED FOR FITTING & VALVES ALLOWANCE: 2000 SF | LS | 1 | 1499.25 | 1427.286 | 1427.286 | 39 | 39 | Q-1 | 58 | 42.398 | 1653.522 | 1653.522 | 3080.808 | 4352.6381
[7 empty] | 0 | 0 |  | 0 |  |  | 0 | 0 | 0 | 0 | 0
|  |  | PIPING |  |  |  | 0 | 0 |  | 0 |  |  | 0 | 0 | 0 | 0 | 0
[7 empty] | 0 | 0 |  | 0 |  |  | 0 | 0 | 0 | 0 | 0
|  | P301 - P303 | SANITARY PIING |  |  |  | 0 | 0 |  | 0 |  |  | 0 | 0 | 0 | 0 | 0
| 404 |  | 3"DIA STORM PIPE | LF | 150.59 | 10.8 | 10.2816 | 1548.3061 | 0.302 | 45.4782 | Q-1 | 58 | 42.398 | 12.8042 | 1928.1839 | 3476.49 | 4913.5731
| 405 |  | 4"DIA STORM PIPE | LF | 172.7 | 14.25 | 13.566 | 2342.8482 | 0.333 | 57.5091 | Q-1 | 58 | 42.398 | 14.1185 | 2438.2708 | 4781.119 | 6750.9657
| 406 |  | 1-1/2"DIA SANITARY PIPE | LF | 3.55 | 5.5 | 5.236 | 18.5878 | 0.22 | 0.781 | 1 PLUM | 64.45 | 47.1129 | 10.3648 | 36.7952 | 55.383 | 78.4628
| 407 |  | 3"DIA SANITARY PIPE | LF | 86.73 | 10.8 | 10.2816 | 891.7232 | 0.302 | 26.1925 | Q-1 | 58 | 42.398 | 12.8042 | 1110.5079 | 2002.2311 | 2829.897
| 408 |  | 4"DIA SANITARY PIPE | LF | 21.94 | 14.25 | 13.566 | 297.638 | 0.333 | 7.306 | Q-1 | 58 | 42.398 | 14.1185 | 309.7606 | 607.3987 | 857.6502
| 409 |  | 2"DIA VENT PIPE | LF | 58.18 | 6.25 | 5.95 | 346.171 | 0.271 | 15.7668 | Q-1 | 58 | 42.398 | 11.4899 | 668.4799 | 1014.6509 | 1437.3141
| 410 |  | 3"DIA VENT PIPE | LF | 12.78 | 10.8 | 10.2816 | 131.3988 | 0.302 | 3.8596 | Q-1 | 58 | 42.398 | 12.8042 | 163.6376 | 295.0365 | 416.9962
| 411 |  | 4"DIA VENT PIPE | LF | 47.29 | 14.25 | 13.566 | 641.5361 | 0.333 | 15.7476 | Q-1 | 58 | 42.398 | 14.1185 | 667.6655 | 1309.2016 | 1848.5997
|  |  | PIPE MATERIAL: SCHEDULE 40 PVC PLASTIC |  |  |  | 0 | 0 |  | 0 |  |  | 0 | 0 | 0 | 0 | 0
[7 empty] | 0 | 0 |  | 0 |  |  | 0 | 0 | 0 | 0 | 0
|  |  | DOMESTIC PIPING |  |  |  | 0 | 0 |  | 0 |  |  | 0 | 0 | 0 | 0 | 0
| 412 |  | 1-1/4"DIA COLD WATER PIPE | LF | 64.58 | 10.55 | 10.0436 | 648.6157 | 0.206 | 13.3035 | 1 PLUM | 64.45 | 47.1129 | 9.7053 | 626.7662 | 1275.3819 | 1800.1223
| 413 |  | 1/2"DIA COLD WATER PIPE, TYPE K COPPER | LF | 15.34 | 3.92 | 3.7318 | 57.2464 | 0.148 | 2.2703 | 1 PLUM | 64.45 | 47.1129 | 6.9727 | 106.9615 | 164.2079 | 232.5729
| 414 |  | 1"DIA COLD WATER PIPE | LF | 45.52 | 7.55 | 7.1876 | 327.1796 | 0.176 | 8.0115 | 1 PLUM | 64.45 | 47.1129 | 8.2919 | 377.4463 | 704.6259 | 995.4895
| 415 |  | 3/4"DIA COLD WATER PIPE | LF | 44.44 | 5.5 | 5.236 | 232.6878 | 0.157 | 6.9771 | 1 PLUM | 64.45 | 47.1129 | 7.3967 | 328.7108 | 561.3987 | 793.9956
| 416 |  | 1"DIA HOT WATER PIPE | LF | 162.22 | 7.55 | 7.1876 | 1165.9725 | 0.176 | 28.5507 | 1 PLUM | 64.45 | 47.1129 | 8.2919 | 1345.1086 | 2511.0811 | 3547.634
|  |  | PIPE MATERIAL: COPPER TYPE L |  |  |  | 0 | 0 |  | 0 |  |  | 0 | 0 | 0 | 0 | 0
[7 empty] | 0 | 0 |  | 0 |  |  | 0 | 0 | 0 | 0 | 0
|  |  | CONDENSATE PIPE |  |  |  | 0 | 0 |  | 0 |  |  | 0 | 0 | 0 | 0 | 0
| 417 |  | 1-1/2"DIA CONDENSATE DRAIN PIPE, DIA ASSUMED | LF | 34.52 | 5.5 | 5.236 | 180.7467 | 0.22 | 7.5944 | 1 PLUM | 64.45 | 47.1129 | 10.3648 | 357.7946 | 538.5413 | 762.9676
|  |  | PIPE MATERIAL: SCHEDULE 40 PVC PLASTIC |  |  |  | 0 | 0 |  | 0 |  |  | 0 | 0 | 0 | 0 | 0
[7 empty] | 0 | 0 |  | 0 |  |  | 0 | 0 | 0 | 0 | 0
|  |  | GAS PIPING |  |  |  | 0 | 0 |  | 0 |  |  | 0 | 0 | 0 | 0 | 0
| 418 |  | 1"DIA GAS PIPE | LF | 9.71 | 11.85 | 11.2812 | 109.5405 | 0.288 | 2.7965 | B-20A | 50.55 | 36.952 | 10.6422 | 103.3357 | 212.8761 | 300.4223
| 419 |  | 1"DIA NATURAL GAS PIPE | LF | 18.6 | 11.85 | 11.2812 | 209.8303 | 0.288 | 5.3568 | B-20A | 50.55 | 36.952 | 10.6422 | 197.9447 | 407.7751 | 575.4742
| 420 |  | 3/4"DIA GAS PIPE | LF | 44.21 | 8.7 | 8.2824 | 366.1649 | 0.25 | 11.0525 | B-20A | 50.55 | 36.952 | 9.238 | 408.4125 | 774.5774 | 1094.1174
[7 empty] | 0 | 0 |  | 0 |  |  | 0 | 0 | 0 | 0 | 0
|  |  | PLUMBING FIXTURES |  |  |  | 0 | 0 |  | 0 |  |  | 0 | 0 | 0 | 0 | 0
| 421 | P301 - P303 | CP: CIRCULATION PUMP MODEL: TACO 006-ST4 MOTOR: 1/40 RPM: 3250 SPEC: 115V/1PH/60HZ | EA | 1 | 334.43 | 318.3774 | 318.3774 | 1.6 | 1.6 | 1 PLUM | 64.45 | 47.1129 | 75.3807 | 75.3807 | 393.7581 | 552.1504
| 422 |  | EDF: WATER COOLER - HILOW ADA COMPLIANT MODEL: ELKAY EZSTL8C NOTE: BI-LEVEL, STAINLESS STEEL CABINET, WITH WATERWAYS MANUFACTURED OF 100% LEAD FREE MATERIAL, ZURN Z1225 FIXTURE SUPPORT, BALL VALVE STOP WITH SUPPLY, SAFETY-GUARD BUBBLER. MCGUIRE #8872 P-TRAP. FULLY INSULATE P-TRAP. MOUNT WITH LOWER SPOUT OUTLET 36" ABOVE FINISH FLOOR. PROVIDE COLOR CHART FOR ARCHITECT COLOR SELECTION. PROVIDE WITH ELKAY MODEL #LKAPREZL CANE APRON AS REQUIRED | EA | 1 | 2652 | 2524.704 | 2524.704 | 3.328 | 3.328 | Q-1 | 58 | 42.398 | 141.1005 | 141.1005 | 2665.8045 | 3726.8471
| 423 |  | EWH: ELECTRIC WATER HEATER MFR: LOCHINVAR MODEL: LDJ-10-JE CAPACITY: 10 GAL - 2.5KW, 208V/1PH/60HZ | EA | 1 | 1178.09 | 1121.5417 | 1121.5417 | 5.333 | 5.333 | L-1 | 62.9 | 45.9799 | 245.2108 | 245.2108 | 1366.7525 | 1916.0366
| 424 |  | LAV: LAVATORY - ADA COMPLIANT MODEL: KOHLER K-2005 COMPLETE NOTE: WALL HUNG ADA COMPLIANT LAVATORY, PROVIDE WITH K7715 OUTLET WITH TAILPIECE, ZURN Z1231 FIXTURE SUPPORT, MCGUIRE ST02LK SUPPLIES WITH STOPS AND MCGUIRE #8902 P-TRAP. INSULATE P-TRAP, STOPS AND SUPPLIES WITH "PRO-WRAP" BY MCGUIRE. MOUNT WITH RIM MAXIMUM 34" AFF LAVATORY - (BATTERY) FAUCET MODEL: ZURN AQUASENSE Z6915-XL NOTE: BATTERY SENSOR ACTIVATED FAUCET WITH 0.5 GPM SPOUT AERATOR. PROVIDE WITH KOHLER K-7129-A DRAIN AND SYMMONS 2-225-CK-MS MIXING BELOW SINK, ADJUSTED TO PROVIDE 105F TO HOT WATER SIDE OF FAUCET | EA | 2 | 1465.54 | 1395.1941 | 2790.3882 | 5.466 | 10.932 | Q-1 | 58 | 42.398 | 231.7475 | 463.4949 | 3253.8831 | 4557.9053
| 425 |  | MS: MOP SINK BASIN MODEL: FIAT MSK-2424 NOTE: 24"X24"X10" FIBERGLASS OR SIMILAR AND E77-AA BUMPER GUARD. T-35 HOSE WITH WALL HOOK, STAINLESS STEEL BACKSPLASH AND KOHLER K-8907 WITH VACUUM BREAKER. REFER TO ARCHITECTURAL ELEVAITONS FOR FRP HEIGHTS WALL FAUCET MODEL: KOHLER K-837T60-4-CP NOTE: TRITON BOWE SERVICE SINK FAUCET, WALL-TO-SPOUT OUTLET WITH WALL BRACE AND PAIL HOOK | EA | 1 | 654.7 | 623.2744 | 623.2744 | 3.983 | 3.983 | Q-1 | 58 | 42.398 | 168.8712 | 168.8712 | 792.1456 | 1111.3196
| 426 |  | SK-T: TOP-MOUNTED LOUNGE SINK MODEL: BELAY LRAD-2219 NOTE: SINK DRAIN OFFSET TO BACK, PROVIDE WITH LK-35 STRAINER, MCGUIRE# 1912 P-TRAP & #165 STOPS W/ SUPPLIES LOUNGE FAUCET MODEL: SYMMONS DIA S-3510-PD NOTE: 1.0 GPM FAUCET, PROVIDE WITH KOHLER K-18036 0.5GPM FEMALE AERATOR | EA | 1 | 1855.05 | 1766.0076 | 1766.0076 | 4.276 | 4.276 | Q-1 | 58 | 42.398 | 181.2938 | 181.2938 | 1947.3014 | 2724.7593
| 427 |  | SK-U: UNDER-MOUNT LIBRARY SINK MODEL: ELKAY DCFU1618 NOTE: SINGLE BOWL CENTERED DRAIN OFFSET TO BACK, PROVIDE WITH LK-35 STRAINER, MCGUIRE #1912 P-TRAP AND #165 STOPS WITH SUPPLIES LIBRARY FAUCET MODEL: SYMMONS DIA S-3510-PD NOTE: 1.0 GPM FAUCET, PROVIDE WITH KOHLER K-18036 0.5GPM FEMALE AERATOR | EA | 1 | 1082.17 | 1030.2258 | 1030.2258 | 4.276 | 4.276 | Q-1 | 58 | 42.398 | 181.2938 | 181.2938 | 1211.5197 | 1697.3137
| 428 |  | WC: WATER CLOSET - ADA COMPLIANT MODEL: KOHLER K-3519-T-0 NOTE: FLOOR MOUNTED (1.0 GPF) VITREOUS CHINA, ELONGATED BOWL, AND TANK COVER LOCKS. PROVIDE BEMIS 1655SSCT SEAT WITH SELF-SUSTAINING STAINLESS STEEL CHECK HINGE. PROVIDE KOHLER K-7637 3/8" ANGLE SUPPLY WITH STOP AND ESCUTCHEON | EA | 2 | 929.84 | 885.2077 | 1770.4154 | 4.517 | 9.034 | Q-1 | 58 | 42.398 | 191.5118 | 383.0235 | 2153.4389 | 3018.7826
[7 empty] | 0 | 0 |  | 0 |  |  | 0 | 0 | 0 | 0 | 0
|  |  | HYDRANT |  |  |  | 0 | 0 |  | 0 |  |  | 0 | 0 | 0 | 0 | 0
| 429 | P301, P402 | WH: WALL HYDRANT MODEL: J.R. SMITH #5509-QT NOTE: INCLUDES BUILT-IN BACKFLOW PREVENTER, LATCHING COVER, FREEZE-PROOF DESIGN, AND CORRECT WALL LENGTH. FEATURES AN ALL-BRONZE BOX WITH THE VALVE SEAT POSITIONED ON THE INTERIOR SIDE OF THE WALL INSULATION. INSTALL AT A CENTERLINE HEIGHT OF 24 INCHES ABOVE FINISHED GRADE. SUPPLY OWNER WITH ONE LOOSE KEY PER UNIT. | EA | 1 | 415.8 | 395.8416 | 395.8416 | 1.333 | 1.333 | 1 PLUM | 64.45 | 47.1129 | 62.8016 | 62.8016 | 458.6432 | 642.371
| 430 |  | RH: ROOF HYDRANT MODEL: JR SMITH #5906-H NOTE: INCLUDES A DRAIN TUBE ROUTED TO THE CLOSEST DRAIN. DRAIN PIPING SHOULD BE COPPER DIRECTED TO A NEARBY DRAIN OR JANITOR'S RECEPTOR. | EA | 1 | 3070.54 | 2923.1541 | 2923.1541 | 4 | 4 | Q-1 | 58 | 42.398 | 169.592 | 169.592 | 3092.7461 | 4323.9001
[7 empty] | 0 | 0 |  | 0 |  |  | 0 | 0 | 0 | 0 | 0
|  |  | FILTER SYSTEM |  |  |  | 0 | 0 |  | 0 |  |  | 0 | 0 | 0 | 0 | 0
| 431 | P302 | STANDARD FILTER SIMILAR TO "WHIRLPOOL LARGE CAPACITY 10"X4.5" WHOLE HOUSE FILTER SYSTEM WHKF-DWHBB", CONTRACTOR TO INSTALL 10-MICROM FILTER | EA | 1 | 144 | 137.088 | 137.088 | 1.5 | 1.5 | 1 PLUM | 64.45 | 47.1129 | 70.6694 | 70.6694 | 207.7574 | 292.275
[7 empty] | 0 | 0 |  | 0 |  |  | 0 | 0 | 0 | 0 | 0
|  |  | DRAIN |  |  |  | 0 | 0 |  | 0 |  |  | 0 | 0 | 0 | 0 | 0
| 432 | P301 - P303 | CD: CANOPY DRAIN MODEL: ZURN ZRB185 NOTE: 6-INCH DIAMETER CORNICE DRAIN FEATURING DURA-COATED CAST IRON CONSTRUCTION, SIDE OUTLET, PLAIN BRONZE DOME, AND MEMBRANE FLASHING CLAMP | EA | 7 | 708.4 | 674.3968 | 4720.7776 | 2.25 | 15.75 | 1 PLUM | 64.45 | 47.1129 | 106.0041 | 742.029 | 5462.8066 | 7650.9692
| 433 |  | FL: FLOOR DRAIN MODEL: J.R. SMITH #2010 NOTE: 6" ROUND NICKEL BRONZE GRATE. PROVIDE WITH TRAP PRIMER CONNECTION. PROVIDE WITH J.R. SMITH TRAP INSERT. | EA | 3 | 370.63 | 352.8398 | 1058.5193 | 1.333 | 3.999 | 1 PLUM | 64.45 | 47.1129 | 62.8016 | 188.4047 | 1246.924 | 1746.9698
| 434 |  | OD: OVERFLOW DRAIN MODEL: J.R. SMITH #1080 NOTE: FEATURES A SUMP RECEIVER, UNDER-DECK CLAMP, 2-INCH EXTERNAL DAM, AND CAST IRON OR ALUMINUM DOME. | EA | 2 | 357.72 | 340.5494 | 681.0989 | 1.333 | 2.666 | 1 PLUM | 64.45 | 47.1129 | 62.8016 | 125.6031 | 806.702 | 1130.3221
| 435 |  | RD: ROOF DRAIN MODEL: J.R. SMITH #1011 NOTE: EQUIPPED WITH A SUMP RECEIVER, UNDER-DECK CLAMP, AND A DOME MADE OF CAST IRON OR ALUMINUM. ENCLOSE WITH A 4-INCH-HIGH, 1/16-INCH-THICK PERFORATED STAINLESS STEEL GRAVEL GUARD. | EA | 2 | 501.8 | 477.7136 | 955.4272 | 1.75 | 3.5 | 1 PLUM | 64.45 | 47.1129 | 82.4477 | 164.8953 | 1120.3225 | 1569.4642
[7 empty] | 0 | 0 |  | 0 |  |  | 0 | 0 | 0 | 0 | 0
|  |  | CLEAN OUT |  |  |  | 0 | 0 |  | 0 |  |  | 0 | 0 | 0 | 0 | 0
| 436 | P402 | FCO: CLEAN-OUT (FLOOR) MODEL: J.R. SMITH #4023S(INSIDE) #4240 (OUTSIDE) NOTE: INTERIOR 3/4" DIA, MEDIUM-DUTY CAST IRON FLOOR MOUNTED CLEANOUT WITH ROUND ADJUSTABLE SCORIATED SECURED NICKEL BRONZE TOP. TAPER THREAD. PROVIDE PVC PLUG WHERE PERMITTED BY LOCAL CODES; OTHERWISE, PROVIDE BRONZE PLUG. DRAIN PER PLAN. | EA | 1 | 373.02 | 355.115 | 355.115 | 1.5 | 1.5 | 1 PLUM | 64.45 | 47.1129 | 70.6694 | 70.6694 | 425.7845 | 596.7279
[7 empty] | 0 | 0 |  | 0 |  |  | 0 | 0 | 0 | 0 | 0
|  |  | HOSE BIB |  |  |  | 0 | 0 |  | 0 |  |  | 0 | 0 | 0 | 0 | 0
| 437 | P302 | HB: HOSE BIB MODEL: J.R. SMITH 5609-KH. DESCRIPTION: PROVIDED WITH A DRAIN TUBE PIPED TO THE NEAREST DRAIN / FLOOR DRAIN RECEPTOR, USING COPPER PIPING TO THE NEAREST OPEN DRAIN. | EA | 2 | 203.06 | 193.3131 | 386.6262 | 0.8 | 1.6 | 1 PLUM | 64.45 | 47.1129 | 37.6904 | 75.3807 | 462.007 | 647.4532
[7 empty] | 0 | 0 |  | 0 |  |  | 0 | 0 | 0 | 0 | 0
|  |  | DOWNSPOUT NOZZLE |  |  |  | 0 | 0 |  | 0 |  |  | 0 | 0 | 0 | 0 | 0
| 438 | P302 | DSN: DOWNSPOUT NOZZLE MODEL: J.R. SMITH #1770 NOTE: DOWNSPOUT NOZZLE MOUNTED 1'-0" ABOVE FINISHED GRADE. VERIFY LOCATION WITH ARCHITECT AND ENSURE PROTRUSION REMAINS UNDER 4 INCHES TO MEET ADA GUIDELINES. | EA | 2 | 450.99 | 429.3425 | 858.685 | 1.5 | 3 | 1 PLUM | 64.45 | 47.1129 | 70.6694 | 141.3388 | 1000.0238 | 1400.7582
[7 empty] | 0 | 0 |  | 0 |  |  | 0 | 0 | 0 | 0 | 0
|  |  | BOXES |  |  |  | 0 | 0 |  | 0 |  |  | 0 | 0 | 0 | 0 | 0
| 439 | P101 - P501 | VB: WALL VALVE BOX MODEL: OATEY 38689 NOTE: STEEL WALL-MOUNTED ENCLOSURE FITTED WITH A 1/4-TURN BRASS BALL VALVE FOR CONNECTING COUNTERTOP DRINKING EQUIPMENT. | EA | 1 | 44.17 | 42.0498 | 42.0498 | 0.35 | 0.35 | 1 PLUM | 64.45 | 47.1129 | 16.4895 | 16.4895 | 58.5394 | 82.249
| 440 |  | DB: DRAIN BOX MODEL: SIOUX CHIEF MODEL #696-3F NOTE: FURNISH DRAIN BOX EQUIPPED WITH A LOUVERED COVER (#696-LC), SECONDARY DRAINAGE FUNNEL (#696-CF), AND J.R. SMITH TRAP SEAL INSERT. INCLUDES WALL FLANGE AND LOUVER. ROUTE INDIRECT PIPE INSIDE THE WALL TO THE DRAIN BOX. COORDINATE EXACT PLACEMENT WITH THE ARCHITECT AND GC | EA | 1 | 5.75 | 5.474 | 5.474 | 0.09 | 0.09 | 1 PLUM | 64.45 | 47.1129 | 4.2402 | 4.2402 | 9.7142 | 13.6946
[7 empty] | 0 | 0 |  | 0 |  |  | 0 | 0 | 0 | 0 | 0
|  |  | VALVES |  |  |  | 0 | 0 |  | 0 |  |  | 0 | 0 | 0 | 0 | 0
| 441 | P101 - P501 | ISOLATION & BALANCING VALVE | EA | 1 | 103 | 98.056 | 98.056 | 0.55 | 0.55 | 1 PLUM | 64.45 | 47.1129 | 25.9121 | 25.9121 | 123.9681 | 173.902
| 442 |  | SHUT-OFF VALVE | EA | 2 | 28.8 | 27.4176 | 54.8352 | 0.3 | 0.6 | 1 PLUM | 64.45 | 47.1129 | 14.1339 | 28.2678 | 83.103 | 116.91
| 443 |  | MANUAL SHUT-OFF VALVE | EA | 2 | 28.8 | 27.4176 | 54.8352 | 0.3 | 0.6 | 1 PLUM | 64.45 | 47.1129 | 14.1339 | 28.2678 | 83.103 | 116.91
[7 empty] | 0 | 0 |  | 0 |  |  | 0 | 0 | 0 | 0 | 0
|  |  | GAS METER |  |  |  | 0 | 0 |  | 0 |  |  | 0 | 0 | 0 | 0 | 0
| 444 | P403 | NATURAL GAS METER BY GAS COMPANY | EA | 1 |  | 0 | 0 |  | 0 |  |  | 0 | 0 | 0 | 0 | 0
[7 empty] | 0 | 0 |  | 0 |  |  | 0 | 0 | 0 | 0 | 0
|  | DIV. 23 | HEATING, VENTILATION AND AIR CONDITIONING (HVAC) |  |  |  | SUBTOTAL MATERIAL | 42087.7463 |  | 320 HRS |  |  |  | SUBTOTAL LABOR | 13605.1342 | 55692.8805 | 78185.8554
[7 empty] | 0 | 0 |  | 0 |  |  | 0 | 0 | 0 | 0 | 0
|  |  | ALLOWANCE |  |  |  | 0 | 0 |  | 0 |  |  | 0 | 0 | 0 | 0 | 0
| 445 |  | ALLOWANCE PROVIDED FOR FITTINGS AREA: 2000 SF | LS | 1 | 1264.5 | 1203.804 | 1203.804 | 27 | 27 | Q-5 | 59 | 43.129 | 1164.483 | 1164.483 | 2368.287 | 3342.7091
[7 empty] | 0 | 0 |  | 0 |  |  | 0 | 0 | 0 | 0 | 0
|  |  | DUCT WORK |  |  |  | 0 | 0 |  | 0 |  |  | 0 | 0 | 0 | 0 | 0
| 446 | M301 | 26 GAUGE METAL DUCTWORK | LBS | 1200 | 0.95 | 0.9044 | 1085.28 | 0.10404 | 124.8495 | Q-10 | 58.15 | 42.5076 | 4.4226 | 5307.06 | 6392.34 | 9088.6596
[7 empty] | 0 | 0 |  | 0 |  |  | 0 | 0 | 0 | 0 | 0
|  |  | INSULATION |  |  |  | 0 | 0 |  | 0 |  |  | 0 | 0 | 0 | 0 | 0
| 447 |  | 1.5" FIBERGLASS INSUALTION | SF | 1325 | 1.95 | 1.8564 | 2459.73 | 0.035 | 46.375 | Q-14 | 52.77 | 38.5749 | 1.3501 | 1788.9096 | 4248.6396 | 5987.541
[7 empty] | 0 | 0 |  | 0 |  |  | 0 | 0 | 0 | 0 | 0
|  | M301 | FLEXIBLE DUCTWORK |  |  |  | 0 | 0 |  | 0 |  |  | 0 | 0 | 0 | 0 | 0
| 448 |  | 6"DIA FLEXIBEL DUCT | LF | 6.92 | 3.71 | 3.5319 | 24.4409 | 0.057 | 0.39444 | Q-9 | 55.08 | 40.2635 | 2.295 | 15.8815 | 40.3224 | 56.7922
| 449 |  | 8"DIA FLEXIBLE DUCT | LF | 50.09 | 4.87 | 4.6362 | 232.2293 | 0.08 | 4.0072 | Q-9 | 55.08 | 40.2635 | 3.2211 | 161.3438 | 393.5731 | 554.5226
| 450 |  | 10"DIA FLEXIBLE DUCT | LF | 4.83 | 6 | 5.712 | 27.589 | 0.1 | 0.483 | Q-9 | 55.08 | 40.2635 | 4.0263 | 19.4473 | 47.0362 | 66.2765
| 451 |  | 14"DIA FLEXIBLE DUCT | LF | 3.12 | 7.55 | 7.1876 | 22.4253 | 0.133 | 0.41496 | Q-9 | 55.08 | 40.2635 | 5.355 | 16.7077 | 39.133 | 55.1566
[7 empty] | 0 | 0 |  | 0 |  |  | 0 | 0 | 0 | 0 | 0
|  |  | REFRIGERANT PIPE |  |  |  | 0 | 0 |  | 0 |  |  | 0 | 0 | 0 | 0 | 0
| 452 | M301 | REFRIGERANT PIPING, SIZE NOT GIVEN | LF | 30.86 | 5.5 | 5.236 | 161.583 | 0.157 | 4.845 | 1 PLUM | 64.45 | 47.1129 | 7.3967 | 228.2632 | 389.8461 | 551.366
[7 empty] | 0 | 0 |  | 0 |  |  | 0 | 0 | 0 | 0 | 0
|  |  | AIR DISTRIBUTION DEVICES |  |  |  | 0 | 0 |  | 0 |  |  | 0 | 0 | 0 | 0 | 0
| 453 | M301 | MODEULINEAR SLOT SUPPLY CEILING DIFFUSER: LSD (2-48") CFM: 185 | EA | 1 | 200 | 190.4 | 190.4 | 0.65 | 0.65 | 1 SHEE | 62.3 | 45.5413 | 29.6018 | 29.6018 | 220.0018 | 308.1164
| 454 |  | MODEULINEAR SLOT SUPPLY CEILING DIFFUSER: LSD (3-48") CFM: 185 | EA | 1 | 245 | 233.24 | 233.24 | 0.75 | 0.75 | 1 SHEE | 62.3 | 45.5413 | 34.156 | 34.156 | 267.396 | 374.4369
| 455 |  | MODEULINEAR SLOT SUPPLY CEILING DIFFUSER: LSD (2-48") CFM: 140 | EA | 6 | 200 | 190.4 | 1142.4 | 0.65 | 3.9 | 1 SHEE | 62.3 | 45.5413 | 29.6018 | 177.6111 | 1320.0111 | 1848.6984
| 456 |  | MODEULINEAR SLOT SUPPLY CEILING DIFFUSER: LSD (3-48") CFM: 330 | EA | 1 | 245 | 233.24 | 233.24 | 0.75 | 0.75 | 1 SHEE | 62.3 | 45.5413 | 34.156 | 34.156 | 267.396 | 374.4369
| 457 |  | MODEULINEAR SLOT SUPPLY CEILING DIFFUSER: LSD (1-48") CFM: 110 | EA | 1 | 150 | 142.8 | 142.8 | 0.55 | 0.55 | 1 SHEE | 62.3 | 45.5413 | 25.0477 | 25.0477 | 167.8477 | 235.149
| 458 |  | MODEULINEAR SLOT SUPPLY CEILING DIFFUSER: LSD (1-48") CFM: 90 | EA | 1 | 150 | 142.8 | 142.8 | 0.55 | 0.55 | 1 SHEE | 62.3 | 45.5413 | 25.0477 | 25.0477 | 167.8477 | 235.149
| 459 |  | MODEULINEAR SLOT SUPPLY CEILING DIFFUSER: LSD (2-24") CFM: 60 | EA | 2 | 125 | 119 | 238 | 0.5 | 1 | 1 SHEE | 62.3 | 45.5413 | 22.7706 | 45.5413 | 283.5413 | 397.3306
| 460 |  | MODEULINEAR SLOT SUPPLY CEILING DIFFUSER: LSD (2-24") CFM: 150 | EA | 2 | 125 | 119 | 238 | 0.5 | 1 | 1 SHEE | 62.3 | 45.5413 | 22.7706 | 45.5413 | 283.5413 | 397.3306
| 461 |  | MODEULINEAR SLOT RETURN CEILING DIFFUSER: LSR (3-48") CFM: 350 | EA | 1 | 255 | 242.76 | 242.76 | 0.75 | 0.75 | 1 SHEE | 62.3 | 45.5413 | 34.156 | 34.156 | 276.916 | 387.7306
|  |  | NOTE: ALL ABOVE DIFFUSERS ARE TO BE - 4' LONG W/ INSULATED PLENUX BOX - TITUS MLTI-39 |  |  |  | 0 | 0 |  | 0 |  |  | 0 | 0 | 0 | 0 | 0
| 462 | M301 | 24"x24" SUPPLY AIR DIFFUSER CFM: 80 NECK SIZE: 6"DIA | EA | 1 | 88 | 83.776 | 83.776 | 0.779 | 0.779 | 1 SHEE | 62.3 | 45.5413 | 35.4767 | 35.4767 | 119.2527 | 167.61
| 463 |  | 12"x12" SUPPLY AIR DIFFUSER CFM: 65 NECK SIZE: 6"DIA | EA | 2 | 88 | 83.776 | 167.552 | 0.779 | 1.558 | 1 SHEE | 62.3 | 45.5413 | 35.4767 | 70.9533 | 238.5053 | 335.22
| 464 |  | 24"x24" SUPPLY AIR DIFFUSER CFM: 60 NECK SIZE: 6"DIA | EA | 1 | 88 | 83.776 | 83.776 | 0.779 | 0.779 | 1 SHEE | 62.3 | 45.5413 | 35.4767 | 35.4767 | 119.2527 | 167.61
| 465 |  | 24"x24" SUPPLY AIR DIFFUSER CFM: 160 NECK SIZE: 8"DIA | EA | 1 | 88 | 83.776 | 83.776 | 0.779 | 0.779 | 1 SHEE | 62.3 | 45.5413 | 35.4767 | 35.4767 | 119.2527 | 167.61
| 466 |  | 24"x24" SUPPLY AIR DIFFUSER CFM: 370 NECK SIZE: 12"DIA | EA | 1 | 94 | 89.488 | 89.488 | 0.891 | 0.891 | 1 SHEE | 62.3 | 45.5413 | 40.5773 | 40.5773 | 130.0653 | 182.8648
| 467 |  | 24"x24" SUPPLY AIR DIFFUSER CFM: 240 NECK SIZE: 10"DIA | EA | 1 | 94 | 89.488 | 89.488 | 0.891 | 0.891 | 1 SHEE | 62.3 | 45.5413 | 40.5773 | 40.5773 | 130.0653 | 182.8648
|  |  | NOTE: ALL ABOVE DIFFUSERS ARE TO BE - ARCHITECTURAL SQUARE PANEL CEILING SUPPLY AIR DIFFUSER - TITUS D-OMNI-1 |  |  |  | 0 | 0 |  | 0 |  |  | 0 | 0 | 0 | 0 | 0
| 468 | M301 | 24"x24" RETURN AIR GRILLE NECK SIZE: 12"x12" CFM: 360 | EA | 1 | 100 | 95.2 | 95.2 | 0.52 | 0.52 | 1 SHEE | 62.3 | 45.5413 | 23.6815 | 23.6815 | 118.8815 | 166.7307
| 469 |  | 24"x24" RETURN AIR GRILLE NECK SIZE: 10"x10" CFM: 220 | EA | 2 | 100 | 95.2 | 190.4 | 0.52 | 1.04 | 1 SHEE | 62.3 | 45.5413 | 23.6815 | 47.363 | 237.763 | 333.4615
| 470 |  | 24"x24" RETURN AIR GRILLE NECK SIZE: 8"x8" CFM: 50 | EA | 1 | 100 | 95.2 | 95.2 | 0.52 | 0.52 | 1 SHEE | 62.3 | 45.5413 | 23.6815 | 23.6815 | 118.8815 | 166.7307
| 471 |  | 24"x24" RETURN AIR GRILLE NECK SIZE: 8"x8" CFM: 65 | EA | 1 | 100 | 95.2 | 95.2 | 0.52 | 0.52 | 1 SHEE | 62.3 | 45.5413 | 23.6815 | 23.6815 | 118.8815 | 166.7307
| 472 |  | 24"x24" RETURN AIR GRILLE NECK SIZE: 16"x16" CFM: 895 | EA | 1 | 100 | 95.2 | 95.2 | 0.52 | 0.52 | 1 SHEE | 62.3 | 45.5413 | 23.6815 | 23.6815 | 118.8815 | 166.7307
| 473 |  | 24"x24" RETURN AIR GRILLE NECK SIZE: 16"x16" CFM: 1000 | EA | 1 | 100 | 95.2 | 95.2 | 0.52 | 0.52 | 1 SHEE | 62.3 | 45.5413 | 23.6815 | 23.6815 | 118.8815 | 166.7307
|  |  | NOTE: ALL ABOVE DIFFUSERS ARE TO BE - EGGCRATE RETURN AIR GRILLE - CORE 1/2"x1/2"x1" ALUMINUM GRID - TITUS 50F |  |  |  | 0 | 0 |  | 0 |  |  | 0 | 0 | 0 | 0 | 0
[7 empty] | 0 | 0 |  | 0 |  |  | 0 | 0 | 0 | 0 | 0
|  |  | EXHAUST FAN |  |  |  | 0 | 0 |  | 0 |  |  | 0 | 0 | 0 | 0 | 0
| 474 | M301 | EF-1: EXHAUST FAN MFR: GREENHECK MODEL: SP-B90 CFM: 55 SPEC: 120V/1PH/60HZ, 17W | EA | 1 | 161 | 153.272 | 153.272 | 1.25 | 1.25 | 1 ELEC | 61.3 | 44.8103 | 56.0129 | 56.0129 | 209.2849 | 293.9594
| 475 |  | EF-2: EXHAUST FAN MFR: GREENHECK MODEL: SP-B110 CFM: 80 SPEC: 120V/1PH/60HZ, 30W | EA | 1 | 154 | 146.608 | 146.608 | 1.25 | 1.25 | 1 ELEC | 61.3 | 44.8103 | 56.0129 | 56.0129 | 202.6209 | 284.6538
| 476 |  | EF-3: EXHAUST FAN MFR: GREENHECK MODEL: SP-B110 CFM: 80 SPEC: 120V/1PH/60HZ, 30W | EA | 1 | 154 | 146.608 | 146.608 | 1.25 | 1.25 | 1 ELEC | 61.3 | 44.8103 | 56.0129 | 56.0129 | 202.6209 | 284.6538
[7 empty] | 0 | 0 |  | 0 |  |  | 0 | 0 | 0 | 0 | 0
|  |  | ROOF TOP UNIT |  |  |  | 0 | 0 |  | 0 |  |  | 0 | 0 | 0 | 0 | 0
| 477 | M302 | RTU-1: ROOFTOP HEAT PUMP UNIT MFR: CARRIER MODEL: 48FRDA05J3M5-8W4D0 CFM: 1600 FILTER: MERV 13 CAPACITY: 52.33 MBH MBH: 67 VOLT: 208V WEIGHT: 797 LBS | EA | 1 | 12380 | 11785.76 | 11785.76 | 26.271 | 26.271 | Q-5 | 59 | 43.129 | 1133.042 | 1133.042 | 12918.802 | 18074.4861
| 478 |  | RTU-2: ROOFTOP HEAT PUMP UNIT MFR: CARRIER MODEL: 48FRDA05J3M5-8W4D0 CFM: 1600 FILTER: MERV 13 CAPACITY: 52.33 MBH MBH: 67 VOLT: 208V WEIGHT: 797 LBS | EA | 1 | 12380 | 11785.76 | 11785.76 | 26.271 | 26.271 | Q-5 | 59 | 43.129 | 1133.042 | 1133.042 | 12918.802 | 18074.4861
[7 empty] | 0 | 0 |  | 0 |  |  | 0 | 0 | 0 | 0 | 0
|  |  | AIR CONDITIONER |  |  |  | 0 | 0 |  | 0 |  |  | 0 | 0 | 0 | 0 | 0
| 479 | M302 | MINI SPLIT SYSTEM AIR CONDITIONER UNIT: INDOOR & OUTDOOR MFR: MITSUBISHI INDOOR MODEL: PKA-A12LNL OUTDOOR: PUZ-A12NL COOLING CAPACITY: 12,200 BTU/H HEATING CAPACITY: 18,000 BTU/H SPEC: 208/230V, 1-PHASE, 60HZ | EA | 1 | 4012.69 | 3820.0809 | 3820.0809 | 12 | 12 | Q-5 | 59 | 43.129 | 517.548 | 517.548 | 4337.6289 | 6072.9019
[7 empty] | 0 | 0 |  | 0 |  |  | 0 | 0 | 0 | 0 | 0
|  |  | DRAIN |  |  |  | 0 | 0 |  | 0 |  |  | 0 | 0 | 0 | 0 | 0
| 480 | M302 | 1-1/2" RTU CONDENSATE DRAIN W/ P-TRAP & REMOVEABLE VENTED CAP | EA | 1 | 85 | 80.92 | 80.92 | 1.5 | 1.5 | 1 PLUM | 64.45 | 47.1129 | 70.6694 | 70.6694 | 151.5894 | 213.842
[7 empty] | 0 | 0 |  | 0 |  |  | 0 | 0 | 0 | 0 | 0
|  |  | SENSOR |  |  |  | 0 | 0 |  | 0 |  |  | 0 | 0 | 0 | 0 | 0
| 481 | M301, M302 | SUPPLY AIR TEMPERATURE SENSOR | EA | 2 | 220 | 209.44 | 418.88 | 0.75 | 1.5 | 1 ELEC | 61.3 | 44.8103 | 33.6077 | 67.2155 | 486.0955 | 680.8405
| 482 |  | RETURN AIR TEMPERATURE SENSOR | EA | 2 | 160 | 152.32 | 304.64 | 0.75 | 1.5 | 1 ELEC | 61.3 | 44.8103 | 33.6077 | 67.2155 | 371.8555 | 521.3157
| 483 |  | CARBON DIOXIDE (C02) SENSOR | EA | 2 | 250 | 238 | 476 | 1 | 2 | 1 ELEC | 61.3 | 44.8103 | 44.8103 | 89.6206 | 565.6206 | 792.575
| 484 |  | VOC SENSOR | EA | 1 | 325 | 309.4 | 309.4 | 1 | 1 | 1 ELEC | 61.3 | 44.8103 | 44.8103 | 44.8103 | 354.2103 | 495.9905
| 485 |  | TEMPERATURE SENSOR | EA | 4 | 85 | 80.92 | 323.68 | 0.5 | 2 | 1 ELEC | 61.3 | 44.8103 | 22.4051 | 89.6206 | 413.3006 | 579.8753
| 486 |  | OUTDOOR AIR TEMPERATURE SENSOR | EA | 2 | 110 | 104.72 | 209.44 | 0.75 | 1.5 | 1 ELEC | 61.3 | 44.8103 | 33.6077 | 67.2155 | 276.6554 | 388.3785
| 487 |  | THERMOSTAT CONTROL | EA | 4 | 180 | 171.36 | 685.44 | 0.4 | 1.6 | 1 ELEC | 61.3 | 44.8103 | 17.9241 | 71.6965 | 757.1365 | 1059.4593
[7 empty] | 0 | 0 |  | 0 |  |  | 0 | 0 | 0 | 0 | 0
|  |  | EXHAUST HOOD |  |  |  | 0 | 0 |  | 0 |  |  | 0 | 0 | 0 | 0 | 0
| 488 | M302 | 24"x22" EXHAUST HOOD, NOA 19-0802.02 EQUAL TO GREENHECK FGR | EA | 1 | 950 | 904.4 | 904.4 | 3.5 | 3.5 | L-3 | 57.49 | 42.0252 | 147.0882 | 147.0882 | 1051.4882 | 1472.799
[7 empty] | 0 | 0 |  | 0 |  |  | 0 | 0 | 0 | 0 | 0
|  |  | DAMPER |  |  |  | 0 | 0 |  | 0 |  |  | 0 | 0 | 0 | 0 | 0
| 489 | M301 | REMOTE CABLE OPERATED DAMPER | EA | 13 | 46 | 43.792 | 569.296 | 0.381 | 4.953 | 1 SHEE | 62.3 | 45.5413 | 17.3512 | 225.5661 | 794.8621 | 1116.8477
| 490 |  | PETROLEUM BASED WAX CONTROLLED DAMPER | EA | 1 | 38 | 36.176 | 36.176 | 0.381 | 0.381 | 1 SHEE | 62.3 | 45.5413 | 17.3512 | 17.3512 | 53.5272 | 75.2764
| 491 |  | MANUAL DAMPER | EA | 1 | 34 | 32.368 | 32.368 | 0.364 | 0.364 | 1 SHEE | 62.3 | 45.5413 | 16.577 | 16.577 | 48.945 | 68.8541
[7 empty] | 0 | 0 |  | 0 |  |  | 0 | 0 | 0 | 0 | 0
|  |  | MISC. |  |  |  | 0 | 0 |  | 0 |  |  | 0 | 0 | 0 | 0 | 0
| 492 | M301 | PARTICLE COUNTER EQUAL TO SENSIRION AG SP530 | EA | 1 | 450 | 428.4 | 428.4 | 1.25 | 1.25 | 1 ELEC | 61.3 | 44.8103 | 56.0129 | 56.0129 | 484.4129 | 678.1481
| 493 |  | TEMPERATURE & RELATIVE HUMIDITY DISPLAY | EA | 1 | 175 | 166.6 | 166.6 | 0.75 | 0.75 | 1 SHEE | 62.3 | 45.5413 | 34.156 | 34.156 | 200.756 | 281.3808
| 494 |  | TITUS SB STEEL SECTORIZING BAFFLE | EA | 1 | 20 | 19.04 | 19.04 | 0.25 | 0.25 | 1 SHEE | 62.3 | 45.5413 | 11.3853 | 11.3853 | 30.4253 | 42.8343
[7 empty] | 0 | 0 |  | 0 |  |  | 0 | 0 | 0 | 0 | 0
|  | DIV. 26 | ELECTRICAL |  |  |  | SUBTOTAL MATERIAL | 169109.2725 |  | 759 HRS |  |  |  | SUBTOTAL LABOR | 34434.7209 | 203543.9934 | 285282.5348
[7 empty] | 0 | 0 |  | 0 |  |  | 0 | 0 | 0 | 0 | 0
|  |  | SITE WORK |  |  |  | 0 | 0 |  | 0 |  |  | 0 | 0 | 0 | 0 | 0
[7 empty] | 0 | 0 |  | 0 |  |  | 0 | 0 | 0 | 0 | 0
|  | E010 - E011 | LIGHT |  |  |  | 0 | 0 |  | 0 |  |  | 0 | 0 | 0 | 0 | 0
| 495 |  | 1P4F LIGHT: LED FULL CUTOFF AREA LUMINAIRE, 15000 LUMENS, FORWARD DISTRIBUTION, ALUMINUM HOUSING, UL LISTED FOR WET LOCATION. 1HEAD MFR: GE/LSI (POLE) MODEL: EALS 04 2 F4 AF 7 40 X D D 1 DKBZ VOLTS: 120-277 WATT: 116 POLE: 4SQB5 S07G ** D180 BRZ 4BC 27'-6" NOTE: MOUNTED ON POLE | EA | 1 | 2300 | 2189.6 | 2189.6 | 6.897 | 6.897 | R-3 | 70.57 | 51.5867 | 355.7933 | 355.7933 | 2545.3933 | 3565.2744
| 496 |  | 2P4DA LIGHT: LED FULL CUTOFF AREA LUMINAIRE, 10000 LUMENS, FORWARD DISTRIBUTION, ALUMINUM HOUSING MODEL: EALS 04 2 D4 AF 7 40 X D D1 DKBZ VOLTS: 120-277 WATT: 140 POLE: 4SQB5 S07G ** D180 BRZ 4BC 27'-6" NOTE: MOUNTED ON POLE | EA | 4 | 2250 | 2142 | 8568 | 6.897 | 27.588 | R-3 | 70.57 | 51.5867 | 355.7933 | 1423.1731 | 9991.1731 | 13995.2231
[7 empty] | 0 | 0 |  | 0 |  |  | 0 | 0 | 0 | 0 | 0
|  |  | SWITCHES |  |  |  | 0 | 0 |  | 0 |  |  | 0 | 0 | 0 | 0 | 0
| 497 |  | SAFETY SWITCH, 30A, 3 POLE, FUSED @ 20A | EA | 1 | 650 | 618.8 | 618.8 | 2 | 2 | 1 ELEC | 61.3 | 44.8103 | 89.6206 | 89.6206 | 708.4206 | 991.9809
| 498 |  | 120V, 20A TOGGLE SWITCH IN METALLIC BELL BOX W/ METALLIC WEATHERPROOF COVER | EA | 1 | 45 | 42.84 | 42.84 | 0.563 | 0.563 | 1 ELEC | 61.3 | 44.8103 | 25.2282 | 25.2282 | 68.0682 | 95.8224
| 499 |  | SERVICE DISCONNECT SWITCH | EA | 1 | 210 | 199.92 | 199.92 | 1.328 | 1.328 | 1 ELEC | 61.3 | 44.8103 | 59.5081 | 59.5081 | 259.4281 | 364.0863
[7 empty] | 0 | 0 |  | 0 |  |  | 0 | 0 | 0 | 0 | 0
|  |  | RECEPTACLE |  |  |  | 0 | 0 |  | 0 |  |  | 0 | 0 | 0 | 0 | 0
| 500 |  | 120V, 20A GFCI WEATHER RESISTANT DUPLEX RECEPTACLE | EA | 1 | 60 | 57.12 | 57.12 | 0.599 | 0.599 | 1 ELEC | 61.3 | 44.8103 | 26.8414 | 26.8414 | 83.9614 | 118.065
[7 empty] | 0 | 0 |  | 0 |  |  | 0 | 0 | 0 | 0 | 0
|  |  | TRANSFORMER |  |  |  | 0 | 0 |  | 0 |  |  | 0 | 0 | 0 | 0 | 0
| 501 |  | TRANSFORMER | EA | 1 | 29500 | 28084 | 28084 | 30.769 | 30.769 | R-3 | 70.57 | 51.5867 | 1587.2702 | 1587.2702 | 29671.2702 | 41481.5322
[7 empty] | 0 | 0 |  | 0 |  |  | 0 | 0 | 0 | 0 | 0
|  |  | METER & JUNCTION BOX |  |  |  | 0 | 0 |  | 0 |  |  | 0 | 0 | 0 | 0 | 0
| 502 |  | ELECTRIC UTILITY METER | EA | 1 | 465 | 442.68 | 442.68 | 3.625 | 3.625 | 1 ELEC | 61.3 | 44.8103 | 162.4373 | 162.4373 | 605.1173 | 849.9564
| 503 |  | JUNCTION BOX | EA | 4 | 78 | 74.256 | 297.024 | 0.65 | 2.6 | 1 ELEC | 61.3 | 44.8103 | 29.1267 | 116.5068 | 413.5308 | 581.0195
| 504 |  | DDCV HOT BOX | EA | 1 | 1200 | 1142.4 | 1142.4 | 3 | 3 | 1 ELEC | 61.3 | 44.8103 | 134.4309 | 134.4309 | 1276.8309 | 1787.0803
[7 empty] | 0 | 0 |  | 0 |  |  | 0 | 0 | 0 | 0 | 0
|  |  | CONDUIT |  |  |  | 0 | 0 |  | 0 |  |  | 0 | 0 | 0 | 0 | 0
| 505 |  | (2) 4"DIA CONDUIT | LF | 101.71 | 38.3 | 36.4616 | 3708.5093 | 0.4 | 40.684 | 2 ELEC | 61.3 | 44.8103 | 17.9241 | 1823.0622 | 5531.5716 | 7780.0723
| 506 |  | 1"DIA CONDUIT | LF | 20 | 3.11 | 2.9607 | 59.2144 | 0.07 | 1.4 | 1 ELEC | 61.3 | 44.8103 | 3.1367 | 62.7344 | 121.9488 | 172.209
| 507 |  | (2) 2"DIA CONDUIT | LF | 107.37 | 14 | 13.328 | 1431.0274 | 0.2 | 21.474 | 1 ELEC | 61.3 | 44.8103 | 8.9621 | 962.2564 | 2393.2837 | 3371.4265
| 508 |  | (2) 5"DIA CONDUIT | LF | 11.39 | 40.4 | 38.4608 | 438.0685 | 0.444 | 5.0572 | 2 ELEC | 61.3 | 44.8103 | 19.8958 | 226.6129 | 664.6814 | 935.0954
[7 empty] | 0 | 0 |  | 0 |  |  | 0 | 0 | 0 | 0 | 0
|  |  | MISC. |  |  |  | 0 | 0 |  | 0 |  |  | 0 | 0 | 0 | 0 | 0
| 509 |  | STUBOUT & TERMINATE PER UTILITY COMPANY REQUIREMENTS, INCLUDE COST IN BID | EA | 1 |  | 0 | 0 |  | 0 |  |  | 0 | 0 | 0 | 0 | 0
[7 empty] | 0 | 0 |  | 0 |  |  | 0 | 0 | 0 | 0 | 0
|  |  | ALLOWANCE |  |  |  | 0 | 0 |  | 0 |  |  | 0 | 0 | 0 | 0 | 0
| 510 |  | ALLOWANCE PROVIDED FOR WIRING, CONDUITS & FITTINGS ETC AREA: 2000 SF | LS | 1 | 15570 | 14822.64 | 14822.64 | 173 | 173 | 2 ELEC | 61.3 | 44.8103 | 7752.1819 | 7752.1819 | 22574.8219 | 31760.6981
[7 empty] | 0 | 0 |  | 0 |  |  | 0 | 0 | 0 | 0 | 0
|  |  | LIGHTING FIXTURES |  |  |  | 0 | 0 |  | 0 |  |  | 0 | 0 | 0 | 0 | 0
| 511 | E130 | AE: 2' X 2' LED RECESSED LUMINAIRE, TRANSMITTANCE DIFFUSER WITH CONCAVE RIBBED REFRACTOR, L90/60,000, STEEL HOUSING, 010V DIMMING DRIVER MFR: GE MODEL: LVT-22-B-0-33-MM-835-VQ-LT-WHTE MOUNTING: RECESSED LAMP: LED VOLTS: 120 WATTS: 29 | EA | 8 | 261.95 | 249.3764 | 1995.0112 | 1 | 8 | 1 ELEC | 61.3 | 44.8103 | 44.8103 | 358.4824 | 2353.4936 | 3297.388
| 512 |  | AE: 2' X 2' LED RECESSED LUMINAIRE, TRANSMITTANCE DIFFUSER WITH CONCAVE RIBBED REFRACTOR, L90/60,000, STEEL HOUSING, 010V DIMMING DRIVER WITH EMERGENCY BATTERY BACKUP MFR: GE MODEL: LVT-22-B-0-33-MM-835-VQ-LT-WHTE-EL MOUNTING: RECESSED LAMP: LED VOLTS: 120 WATTS: 29 | EA | 6 | 311.95 | 296.9764 | 1781.8584 | 1 | 6 | 1 ELEC | 61.3 | 44.8103 | 44.8103 | 268.8618 | 2050.7202 | 2871.8529
| 513 |  | B: RECESSED EXTRUDED ALUMINUM, 010V DIMMING STANDARD, LENSED DIFFUSER, STANDARD OUTPUT, HE TECH OPTICS, MUD OVER FLANGE MFR: CORONET MODEL: LSR4-8-35-LTG2-UNV-DB-W-NT-SD MOUNTING: RECESSED LAMP: LED VOLTS: 120 | EA | 3 | 1100 | 1047.2 | 3141.6 | 1.25 | 3.75 | 1 ELEC | 61.3 | 44.8103 | 56.0129 | 168.0386 | 3309.6386 | 4626.7214
| 514 |  | C: TACADA PENDANT, BLACK CORD, AGED BRASS HARDWARE SEE REFLECTED CEILING PLANS FOR PENDANT LENGTHS. MFR: MICHAEL OREN MODEL: 700TDDALVPMC-B-R-LEDWD MOUNTING: PENDANT LAMP: LED VOLTS: 120 | EA | 53 | 850 | 809.2 | 42887.6 | 1.25 | 66.25 | 1 ELEC | 61.3 | 44.8103 | 56.0129 | 2968.6824 | 45856.2824 | 64124.5544
| 515 |  | F3: WALL MOUNTED 3' LED STRIPLIGHT WITH DIFFUSED LENS AND STEEL HOUSING MFR: LSI MODEL: PST-3-3-47L-FAD-UNV-835-GWT MOUNTING: WALL MOUNT (ABOVE DOOR) LAMP: LED VOLTS: 120 | EA | 1 | 2250 | 2142 | 2142 | 1.25 | 1.25 | 1 ELEC | 61.3 | 44.8103 | 56.0129 | 56.0129 | 2198.0129 | 3071.0192
| 516 |  | FEM: 48" SUSPENDED STRIP LIGHT, ACRYLIC DROP LENS, 80 CRI, WHITE FINISH, AIRCRAFT CABLE MOUNTING, WIREGUARD WITH EMERGENCY BATTERY BACKUP MFR: GE MODEL: ALV2-0-4T-03-T-C8-1D-S-Q-Q-E-51-A-Q-W MOUNTING: SUSPENDED LAMP: LED VOLTS: 120 | EA | 2 | 550 | 523.6 | 1047.2 | 1 | 2 | 1 ELEC | 61.3 | 44.8103 | 44.8103 | 89.6206 | 1136.8206 | 1590.1987
| 517 |  | G: LINEAR LED COVE WALL WASHER, 5W/ft, MEDIUM OUTPUT, 30 X 80 LENS VIEWING ANGLE, 80CRI MFR: GE MODEL: L-LW-SO-B-0-04-CV-8-35-V-Q-TM-WHITE (LENGTH AS SPECIFIED ON PLANS) MOUNTING: COVE LAMP: LED VOLTS: 120 | LF | 26.78 | 18.5 | 17.612 | 471.6494 | 0.069 | 1.8478 | 1 ELEC | 61.3 | 44.8103 | 3.0919 | 82.8014 | 554.4507 | 776.7687
| 518 |  | G1: RECESSED LED OPEN ROUND DOWNLIGHT, 5" DIA. APERTURE, WIDE BEAM SPREAD,SEMI-DIFFUSED REFLECTOR FINISH. U.L. LISTED WET LOCATION MFR: CSL MODEL: ED5AIC-359050-16-S; ED5-RFWLWT; ED5-TC2 MOUNTING: RECESSED LAMP: LED VOLTS: 120 | EA | 22 | 218 | 207.536 | 4565.792 | 1 | 22 | 1 ELEC | 61.3 | 44.8103 | 44.8103 | 985.8266 | 5551.6186 | 7782.4465
| 519 |  | GEM: RECESSED LED OPEN ROUND DOWNLIGHT, 5" DIA. APERTURE, WIDE BEAM SPREAD, SEMI-DIFFUSED REFLECTOR FINISH. U.L. LISTED WET LOCATION WITH EMERGENCY BATTERY BACKUP MFR: CSL MODEL: ED5AIC-359050-16-S; ED5-RFWLWT; ED5-TC2; EM-1006 MOUNTING: RECESSED LAMP: LED VOLTS: 120 | EA | 2 | 238 | 226.576 | 453.152 | 1 | 2 | 1 ELEC | 61.3 | 44.8103 | 44.8103 | 89.6206 | 542.7726 | 760.67
| 520 |  | 120 J: 6" SQUARE DOWNLIGHT, 010V DIMMING DRIVER, SEMISPECULAR, CLEAR REFLECTOR. MFR: GE MODEL: LDX-6S-A-1-15-T-35-VQ / RD-I6S-W-SD-WT MOUNTING: RECESSED LAMP: LED VOLTS: 120 | EA | 9 | 99.99 | 95.1905 | 856.7143 | 1 | 9 | 1 ELEC | 61.3 | 44.8103 | 44.8103 | 403.2927 | 1260.007 | 1771.8146
| 521 |  | JE: 6" SQUARE DOWNLIGHT, 010V DIMMING DRIVER, SEMISPECULAR, CLEAR REFLECTOR WITH EMERGENCY BATTERY BACKUP MFR: GE MODEL: LDX-6S-A-1-15-T-35-VQ-EL / RD-I6S-WSD-WT MOUNTING: RECESSED LAMP: LED VOLTS: 120 | EA | 4 | 119.99 | 114.2305 | 456.9219 | 1 | 4 | 1 ELEC | 61.3 | 44.8103 | 44.8103 | 179.2412 | 636.1631 | 893.823
| 522 |  | L: TETRA CONTOUR LS LED LIGHTING SYSTEM, 2W/ft, GREEN LIGHT ENGINE AND GREEN LIGHT GUIDE 180W POWER SUPPLY MFR: CLENGTH AS SPECIFIED ON PLANS) MOUNTING: RECESSED LAMP: LED VOLTS: 120 | LF | 30.36 | 18.5 | 17.612 | 534.7003 | 0.069 | 2.0948 | 1 ELEC | 61.3 | 44.8103 | 3.0919 | 93.8704 | 628.5707 | 880.6086
| 523 |  | PB: PARAVO PENDANT FIXTURE WHITE FINISH FIBERGLASS SHADE, ALUMINUM EXOSTRUCTURE, FROSTED GLASS PLATE DIFFUSER, MEDIUM BASE LED A21 2700K DIMMABLE LAMP MFR: TECH LIGHTING MODEL: 700TDPRVP-WW-LED927 MOUNTING: PENDANT LAMP: LED VOLTS: 120 | EA | 1 | 799 | 760.648 | 760.648 | 1 | 1 | 1 ELEC | 61.3 | 44.8103 | 44.8103 | 44.8103 | 805.4583 | 1126.1132
| 524 |  | S: STRIP LED, 4' LENGTH, DIFFUSING LENS, MEDIUM WARM CCT, DIMMABLE REMOTE DRIVER. 96W LED DRIVER POWER SUPPLY. MFR: NOVA FLEX MODEL: DES-LED-SWH-24-3.0-IP20-35 / CHN-SUR-2217-SL-SOFT-2M / NF-PS-UNV-80W-24V MOUNTING: RECESSED LAMP: LED VOLTS: 120 | EA | 2 | 250 | 238 | 476 | 1 | 2 | 1 ELEC | 61.3 | 44.8103 | 44.8103 | 89.6206 | 565.6206 | 792.575
| 525 |  | T: TBAR LED, 2' LENGTH, DIFFUSING LENS, MEDIUM WARM CCT, DIMMABLE REMOTE DRIVER. 30W POWER SUPPLY MFR: SLG LIGHTING MODEL: TG-2-13-W-G1-35K / TG-2-30W MOUNTING: RECESSED LAMP: LED VOLTS: 120 | EA | 7 | 80.83 | 76.9502 | 538.6511 | 1 | 7 | 1 ELEC | 61.3 | 44.8103 | 44.8103 | 313.6721 | 852.3232 | 1199.7825
| 526 |  | TE: TBAR LED, 2' LENGTH, DIFFUSING LENS, MEDIUM WARM CCT, DIMMABLE REMOTE DRIVER. 30W POWER SUPPLY WITH EMERGENCY BATTERY BACKUP MFR: SLG LIGHTING MODEL: TG-2-13-W-G1-35K / TG-2-30W-EMH--8 MOUNTING: RECESSED LAMP: LED VOLTS: 120 | EA | 9 | 100.83 | 95.9902 | 863.9114 | 1 | 9 | 1 ELEC | 61.3 | 44.8103 | 44.8103 | 403.2927 | 1267.2041 | 1781.8646
| 527 |  | U1: INGROUND LED, WALKOVER COMPLIANT, IP68 RATED, ASYMMETRIC WALLWASH WITH ANTISLIP LENS MFR: LUMENFACADE MODEL: LOI RO-120-12-35K-WW-NO-ASL MOUNTING: RECESSED LAMP: LED VOLTS: 120 | EA | 2 | 1500 | 1428 | 2856 | 1 | 2 | 1 ELEC | 61.3 | 44.8103 | 44.8103 | 89.6206 | 2945.6206 | 4116.007
| 528 |  | U3: INGROUND LED, WALKOVER COMPLIANT, IP68 RATED, ASYMMETRIC WALLWASH WITH ANTISLIP LENS. MFR: LUMENFACADE MODEL: LOI RO-120-36-35K-WW-NO-ASL MOUNTING: RECESSED LAMP: LED VOLTS: 120 | EA | 1 | 2300 | 2189.6 | 2189.6 | 1 | 1 | 1 ELEC | 61.3 | 44.8103 | 44.8103 | 44.8103 | 2234.4103 | 3121.5017
| 529 |  | UC: STRIP LED, PERMANENT HOUSING LENGTH WITH LED TAPE THAT SHALL BE FIELD CUT TO THE SIZE OF THE HOUSING, DIFFUSING LENDS, MEDIUM WARM CCT, DIMMABLE REMOTE DRIVER, 80W LED DRIVER POWER SUPPLY. MFR: NOVA FLEX MODEL: DES-LED-HO-24V-3.0-IP20-35; NF-CH-1707-SL-SOFT-2M; NF-PS-UNV-80W-24V (LENGTH AS SPECIFIED ON PLANS) MOUNTING: UNDER CABINET LAMP: LED VOLTS: 120 | LF | 9.13 | 18.5 | 17.612 | 160.7976 | 0.069 | 0.62997 | 1 ELEC | 61.3 | 44.8103 | 3.0919 | 28.2291 | 189.0267 | 264.8207
| 530 |  | X1: LED EDGE LIT EXIT SIGN, SINGLE FACE, RECESSED IN THE CEILING MFR: EVENLITE MODEL: SOVII-EM-R-1M-BA-RC-UC-FP-FT MOUNTING: RECESSED LAMP: LED VOLTS: 120 | EA | 4 | 517.8 | 492.9456 | 1971.7824 | 1 | 4 | 1 ELEC | 61.3 | 44.8103 | 44.8103 | 179.2412 | 2151.0236 | 3009.1741
| 531 |  | X2: LED EDGE LIT EXIT SIGN, SINGLE FACE, SURFACE WALL MOUNTED MFR: EVENLITE MODEL: SOVII-EM-R-1M-BA-SW-UC-FP MOUNTING: RECESSED LAMP: LED VOLTS: 120 | EA | 2 | 477.3 | 454.3896 | 908.7792 | 1 | 2 | 1 ELEC | 61.3 | 44.8103 | 44.8103 | 89.6206 | 998.3998 | 1396.9079
| 532 |  | X3: NORMALLY OFF, EMERGENCY EGRESS CONCEALED WALLPACK MFR: EVENLITE MODEL: APLNCUI MOUNTING: RECESSED LAMP: LED VOLTS: 120 | EA | 1 | 681.75 | 649.026 | 649.026 | 1 | 1 | 1 ELEC | 61.3 | 44.8103 | 44.8103 | 44.8103 | 693.8363 | 970.2442
| 533 |  | DRIVE THRU ALERT LIGHT | EA | 1 | 200 | 190.4 | 190.4 | 1 | 1 | 1 ELEC | 61.3 | 44.8103 | 44.8103 | 44.8103 | 235.2103 | 329.8189
[7 empty] | 0 | 0 |  | 0 |  |  | 0 | 0 | 0 | 0 | 0
|  |  | RECEPTACLES |  |  |  | 0 | 0 |  | 0 |  |  | 0 | 0 | 0 | 0 | 0
| 534 | E100 | DUPLEX RECEPTACLE, 20A, 125V | EA | 6 | 49.5 | 47.124 | 282.744 | 0.597 | 3.582 | 1 ELEC | 61.3 | 44.8103 | 26.7517 | 160.5105 | 443.2545 | 623.8722
| 535 |  | GFCI DUPLEX RECEPTACLE, 20A, 125V | EA | 7 | 60 | 57.12 | 399.84 | 0.599 | 4.193 | 1 ELEC | 61.3 | 44.8103 | 26.8414 | 187.8896 | 587.7296 | 826.455
| 536 |  | QUAD RECEPTACLE, 20A, 125V | EA | 17 | 72.5 | 69.02 | 1173.34 | 0.75 | 12.75 | 1 ELEC | 61.3 | 44.8103 | 33.6077 | 571.3313 | 1744.6713 | 2453.7418
| 537 |  | TEMPER RESISTANT GFCI DUPLEX RECEPTACLE, 20A, 125V | EA | 1 | 62 | 59.024 | 59.024 | 0.599 | 0.599 | 1 ELEC | 61.3 | 44.8103 | 26.8414 | 26.8414 | 85.8654 | 120.7237
| 538 |  | TAMPER RESISTANT QUAD RECEPTACLE, 20A, 125V | EA | 7 | 78 | 74.256 | 519.792 | 0.75 | 5.25 | 1 ELEC | 61.3 | 44.8103 | 33.6077 | 235.2541 | 755.0461 | 1061.5451
| 539 |  | SIMPLEX LEFT RECEPTACLE, 20A, 125V | EA | 1 | 38 | 36.176 | 36.176 | 0.465 | 0.465 | 1 ELEC | 61.3 | 44.8103 | 20.8368 | 20.8368 | 57.0128 | 80.2503
| 540 |  | TAMPER RESISTANT DUPLEX RECEPTACLE, 20A, 125V W/ BLACK COVER PLATE | EA | 5 | 52 | 49.504 | 247.52 | 0.597 | 2.985 | 1 ELEC | 61.3 | 44.8103 | 26.7517 | 133.7587 | 381.2787 | 536.5107
| 541 |  | TEMPER RESISTANT GFCI DUPLEX RECEPTACLE, 20A, 125V - PROVIDE FACTORY ENGRAVED COVER PLATE W/ GFCI PROTECTED LABEL | EA | 1 | 62 | 59.024 | 59.024 | 0.599 | 0.599 | 1 ELEC | 61.3 | 44.8103 | 26.8414 | 26.8414 | 85.8654 | 120.7237
| 542 |  | GFCI DUPLEX RECEPTACLE, 20A, 125V - PROVIDE FACTORY ENGRAVED COVER PLATE W/ GFCI PROTECTED LABEL | EA | 1 | 60 | 57.12 | 57.12 | 0.599 | 0.599 | 1 ELEC | 61.3 | 44.8103 | 26.8414 | 26.8414 | 83.9614 | 118.065
| 543 |  | DUPLEX RECEPTACLE, 20A, 125V W/ COVER PLATE | EA | 2 | 49.5 | 47.124 | 94.248 | 0.597 | 1.194 | 1 ELEC | 61.3 | 44.8103 | 26.7517 | 53.5035 | 147.7515 | 207.9574
| 544 |  | GFCI WEATHERPROOF DUPLEX RECEPTACLE, 20A 120V W/ METALLIC COVER | EA | 2 | 68 | 64.736 | 129.472 | 0.599 | 1.198 | 1 ELEC | 61.3 | 44.8103 | 26.8414 | 53.6827 | 183.1547 | 257.4
| 545 |  | USB DUPLEX RECETACLE, 20A, 125V - PROVIDE USB TYPE A & TYPE C OUTLET, LEGRAND R26USBACWCCV6 | EA | 1 | 61.38 | 58.4338 | 58.4338 | 0.597 | 0.597 | 1 ELEC | 61.3 | 44.8103 | 26.7517 | 26.7517 | 85.1855 | 119.7716
| 546 |  | QUAD RECEPTACLE 20A, 125V | EA | 1 | 72.5 | 69.02 | 69.02 | 0.75 | 0.75 | 1 ELEC | 61.3 | 44.8103 | 33.6077 | 33.6077 | 102.6277 | 144.3378
| 547 |  | DUPLEX RECEPTACLE, SURGE PROTECTIVE (LEVITON T5380W) 20A, 125V | EA | 3 | 68.73 | 65.431 | 196.2929 | 0.597 | 1.791 | 1 ELEC | 61.3 | 44.8103 | 26.7517 | 80.2552 | 276.5481 | 388.6276
| 548 |  | USB DUPLEX RECEPTACLE, 20A, 125V | EA | 7 | 61.38 | 58.4338 | 409.0363 | 0.597 | 4.179 | 1 ELEC | 61.3 | 44.8103 | 26.7517 | 187.2622 | 596.2986 | 838.4015
| 549 |  | TEMPER RESISTANT DUPLEX RECEPTACLE, 20A, 125V | EA | 5 | 52 | 49.504 | 247.52 | 0.597 | 2.985 | 1 ELEC | 61.3 | 44.8103 | 26.7517 | 133.7587 | 381.2787 | 536.5107
| 550 |  | TEMPER RESISTANT DUPLEX RECEPTACLE, 20A, 125V - PROVIDE FACTORY ENGRAVED COVER PLATE W/ GFCI PROTECTED LABEL | EA | 1 | 52 | 49.504 | 49.504 | 0.597 | 0.597 | 1 ELEC | 61.3 | 44.8103 | 26.7517 | 26.7517 | 76.2557 | 107.3021
| 551 |  | 20A, 125V QUAD RECEPTACLE W/ BLACK DEVICE & COVER PLATES | EA | 2 | 72.5 | 69.02 | 138.04 | 0.75 | 1.5 | 1 ELEC | 61.3 | 44.8103 | 33.6077 | 67.2155 | 205.2554 | 288.6755
| 552 |  | USB DUPLEX RECEPTACLE, 20A, 125V W/ BLACK DEVICE & COVER PLATES | EA | 1 | 61.38 | 58.4338 | 58.4338 | 0.597 | 0.597 | 1 ELEC | 61.3 | 44.8103 | 26.7517 | 26.7517 | 85.1855 | 119.7716
[7 empty] | 0 | 0 |  | 0 |  |  | 0 | 0 | 0 | 0 | 0
|  |  | SWITCHES |  |  |  | 0 | 0 |  | 0 |  |  | 0 | 0 | 0 | 0 | 0
| 553 | E100 - E704 | DISCONNECT SWITCH | EA | 6 | 210 | 199.92 | 1199.52 | 1.328 | 7.968 | 1 ELEC | 61.3 | 44.8103 | 59.5081 | 357.0485 | 1556.5685 | 2184.5179
| 554 |  | 3-POLE DISCONNECT SWITCH | EA | 1 | 210 | 199.92 | 199.92 | 1.328 | 1.328 | 1 ELEC | 61.3 | 44.8103 | 59.5081 | 59.5081 | 259.4281 | 364.0863
| 555 |  | SINGLE SWITCH, 120/277V, TOOGLE TYPE | EA | 6 | 15.55 | 14.8036 | 88.8216 | 0.465 | 2.79 | 1 ELEC | 61.3 | 44.8103 | 20.8368 | 125.0207 | 213.8423 | 302.4351
| 556 |  | MOTOR RATED SINGLE SWITCH, 120/277V, TOOGLE TYPE | EA | 2 | 40 | 38.08 | 76.16 | 0.645 | 1.29 | 1 ELEC | 61.3 | 44.8103 | 28.9026 | 57.8053 | 133.9653 | 188.838
| 557 |  | WEATHERPROOF SINGLE SWITCH, 120/277V, TOOGLE TYPE | EA | 1 | 45 | 42.84 | 42.84 | 0.645 | 0.645 | 1 ELEC | 61.3 | 44.8103 | 28.9026 | 28.9026 | 71.7426 | 101.0658
| 558 |  | 20/2 NF DISCONNECT SWITCH | EA | 1 | 210 | 199.92 | 199.92 | 1.328 | 1.328 | 1 ELEC | 61.3 | 44.8103 | 59.5081 | 59.5081 | 259.4281 | 364.0863
| 559 |  | DISCONNECT SWITCH, PROVIDE NEMA 3R FUSIBLE DISCONNECT SWITCH | EA | 3 | 248 | 236.096 | 708.288 | 1.328 | 3.984 | 1 ELEC | 61.3 | 44.8103 | 59.5081 | 178.5242 | 886.8122 | 1243.8074
| 560 |  | SWITCH BANK FOR SWITCHES | EA | 1 | 35.5 | 33.796 | 33.796 | 0.546 | 0.546 | 1 ELEC | 61.3 | 44.8103 | 24.4664 | 24.4664 | 58.2624 | 82.1063
| 561 |  | LOW VOLTAGE DIMMING OVERRIDE SWITCH W/ COVER PLATE | EA | 3 | 175 | 166.6 | 499.8 | 1 | 3 | 1 ELEC | 61.3 | 44.8103 | 44.8103 | 134.4309 | 634.2309 | 889.7536
| 562 |  | OPEN/CLOSE GANG SWITCH W/ (1) COVER PLATE FOR BOTH | EA | 2 | 125 | 119 | 238 | 1 | 2 | 1 ELEC | 61.3 | 44.8103 | 44.8103 | 89.6206 | 327.6206 | 460.2318
| 563 |  | DIMMER SWITCH, 20A, 120/277V | EA | 3 | 35.5 | 33.796 | 101.388 | 0.546 | 1.638 | 1 ELEC | 61.3 | 44.8103 | 24.4664 | 73.3993 | 174.7873 | 246.319
| 564 |  | LOW VOLTAGE DIMMER SWITCH | EA | 2 | 35.5 | 33.796 | 67.592 | 0.546 | 1.092 | 1 ELEC | 61.3 | 44.8103 | 24.4664 | 48.9328 | 116.5248 | 164.2126
| 565 |  | SINGLE SWITCH 20A, 120/277V | EA | 2 | 15.55 | 14.8036 | 29.6072 | 0.465 | 0.93 | 1 ELEC | 61.3 | 44.8103 | 20.8368 | 41.6736 | 71.2808 | 100.8117
| 566 |  | LOW VOLTAGE 2-HOUR MANUAL OVERRIDE SWITCH | EA | 1 | 125 | 119 | 119 | 1 | 1 | 1 ELEC | 61.3 | 44.8103 | 44.8103 | 44.8103 | 163.8103 | 230.1159
| 567 |  | LOW VOLTAGE 2-HOUR MANUAL OVERRIDE DIMMER SWITCH | EA | 1 | 200 | 190.4 | 190.4 | 1.25 | 1.25 | 1 ELEC | 61.3 | 44.8103 | 56.0129 | 56.0129 | 246.4129 | 345.8049
| 568 |  | MECHOSHADES CONTROL SWITCH | EA | 4 | 150 | 142.8 | 571.2 | 1 | 4 | 1 ELEC | 61.3 | 44.8103 | 44.8103 | 179.2412 | 750.4412 | 1053.4009
| 569 |  | VOLUMN CONTROL SWITCH BY OTHERS, GC TO INSTALL ONLY | EA | 1 |  | 0 | 0 | 1 | 1 | 1 ELEC | 61.3 | 44.8103 | 44.8103 | 44.8103 | 44.8103 | 63.9443
| 570 |  | MOOD MEDIA SWITCH | EA | 1 | 125 | 119 | 119 | 1 | 1 | 1 ELEC | 61.3 | 44.8103 | 44.8103 | 44.8103 | 163.8103 | 230.1159
[7 empty] | 0 | 0 |  | 0 |  |  | 0 | 0 | 0 | 0 | 0
|  |  | OUTLET |  |  |  | 0 | 0 |  | 0 |  |  | 0 | 0 | 0 | 0 | 0
| 571 | E100 - E704 | COMBINATION DATA OUTLET | EA | 15 | 22.5 | 21.42 | 321.3 | 0.465 | 6.975 | 1 ELEC | 61.3 | 44.8103 | 20.8368 | 312.5518 | 633.8518 | 894.6748
| 572 |  | COMBINATION DATA OUTLET W/ BLACK COVER PLATE | EA | 1 | 22.5 | 21.42 | 21.42 | 0.465 | 0.465 | 1 ELEC | 61.3 | 44.8103 | 20.8368 | 20.8368 | 42.2568 | 59.645
| 573 |  | COMBINATION DATA OUTLET W/ BLACK DEVICE & COVER PLATE | EA | 1 | 22.5 | 21.42 | 21.42 | 0.465 | 0.465 | 1 ELEC | 61.3 | 44.8103 | 20.8368 | 20.8368 | 42.2568 | 59.645
[7 empty] | 0 | 0 |  | 0 |  |  | 0 | 0 | 0 | 0 | 0
|  |  | JUNCTION BOX |  |  |  | 0 | 0 |  | 0 |  |  | 0 | 0 | 0 | 0 | 0
| 574 | E100 - E704 | JUNCTION BOX | EA | 10 | 78 | 74.256 | 742.56 | 0.65 | 6.5 | 1 ELEC | 61.3 | 44.8103 | 29.1267 | 291.2669 | 1033.8269 | 1452.5487
| 575 |  | JUNCTION BOX W/ 2"W CUTIN BOX | EA | 2 | 82 | 78.064 | 156.128 | 0.65 | 1.3 | 1 ELEC | 61.3 | 44.8103 | 29.1267 | 58.2534 | 214.3814 | 301.1447
| 576 |  | 4" SQUARE JUNCTION BOX | EA | 1 | 78 | 74.256 | 74.256 | 0.65 | 0.65 | 1 ELEC | 61.3 | 44.8103 | 29.1267 | 29.1267 | 103.3827 | 145.2549
| 577 |  | JUNCTION BOX W/ DOUBLE GANG, DEEP JBOX | EA | 1 | 92 | 87.584 | 87.584 | 0.65 | 0.65 | 1 ELEC | 61.3 | 44.8103 | 29.1267 | 29.1267 | 116.7107 | 163.8661
| 578 |  | WEATHER PROOF JUNCTION BOX | EA | 6 | 82 | 78.064 | 468.384 | 0.65 | 3.9 | 1 ELEC | 61.3 | 44.8103 | 29.1267 | 174.7602 | 643.1442 | 903.4342
[7 empty] | 0 | 0 |  | 0 |  |  | 0 | 0 | 0 | 0 | 0
|  |  | SENSOR |  |  |  | 0 | 0 |  | 0 |  |  | 0 | 0 | 0 | 0 | 0
| 579 | E100 - E704 | MOTION SENSOR, ASSUMED | EA | 6 | 105 | 99.96 | 599.76 | 1.142 | 6.852 | 1 ELEC | 61.3 | 44.8103 | 51.1734 | 307.0402 | 906.8002 | 1275.6512
| 580 |  | OCCUPANCY SENSOR | EA | 10 | 75 | 71.4 | 714 | 1.142 | 11.42 | 1 ELEC | 61.3 | 44.8103 | 51.1734 | 511.7336 | 1225.7336 | 1727.2735
[7 empty] | 0 | 0 |  | 0 |  |  | 0 | 0 | 0 | 0 | 0
|  |  | ELEC/IT ROOM ITEMS |  |  |  | 0 | 0 |  | 0 |  |  | 0 | 0 | 0 | 0 | 0
| 581 | E702 | SECURITY PANEL | EA | 7 | 800 | 761.6 | 5331.2 | 3 | 21 | 1 ELEC | 61.3 | 44.8103 | 134.4309 | 941.0163 | 6272.2163 | 8787.3179
| 582 |  | TELECOMMUNICATION BOX | EA | 1 | 250 | 238 | 238 | 1.5 | 1.5 | 1 ELEC | 61.3 | 44.8103 | 67.2155 | 67.2155 | 305.2155 | 428.2596
| 583 |  | DIGITAL ALARM COMMUNICATOR TRANSMITTER | EA | 1 | 300 | 285.6 | 285.6 | 1.5 | 1.5 | 1 ELEC | 61.3 | 44.8103 | 67.2155 | 67.2155 | 352.8154 | 494.7283
| 584 |  | DIMMER PANEL | EA | 1 | 250 | 238 | 238 | 5 | 5 | 1 ELEC | 61.3 | 44.8103 | 224.0515 | 224.0515 | 462.0515 | 652.0647
| 585 |  | PANDUIT TWO POST CABLE MANAGMENT RACK SYSTEM - PANDUIT VERTICAL CABLE MANAGER (PART# WMPV45E) & PANDUIT HORIZONTAL CABLE MANAGER (PART # WMP1E) | EA | 1 | 1500 | 1428 | 1428 | 3 | 3 | 1 ELEC | 61.3 | 44.8103 | 134.4309 | 134.4309 | 1562.4309 | 2185.8921
| 586 |  | 18" STEEL HOMACO LADDER RACK - DATA RACK W/ CABLE TRAY | EA | 1 | 500 | 476 | 476 | 2 | 2 | 1 ELEC | 61.3 | 44.8103 | 89.6206 | 89.6206 | 565.6206 | 792.575
| 587 |  | GROUND BUS BAR, 12"x2"x1/4" COPPER GROUND BAR W/ STANDOFF INSULATORS ON BACKBOARD | EA | 1 | 150 | 142.8 | 142.8 | 1.5 | 1.5 | 1 ELEC | 61.3 | 44.8103 | 67.2155 | 67.2155 | 210.0154 | 295.3224
[7 empty] | 0 | 0 |  | 0 |  |  | 0 | 0 | 0 | 0 | 0
|  |  | PANEL |  |  |  | 0 | 0 |  | 0 |  |  | 0 | 0 | 0 | 0 | 0
| 588 | E702 | PANEL PP VOLTAGE: 208/120 PHASE: 3 AMP: 400 MAIN: MCB | EA | 1 | 5000 | 4760 | 4760 | 38 | 38 | 2 ELEC | 61.3 | 44.8103 | 1702.7914 | 1702.7914 | 6462.7914 | 9076.7473
| 589 |  | PANEL RP-A VOLTAGE: 208/120 PHASE: 3 AMP: MLO MAIN: 225 | EA | 1 | 2600 | 2475.2 | 2475.2 | 18 | 18 | 2 ELEC | 61.3 | 44.8103 | 806.5854 | 806.5854 | 3281.7854 | 4607.3666
| 590 |  | INTERNET OF TEAM BMS LCP-SA LIGHTING CONTROL PANEL | EA | 1 | 3500 | 3332 | 3332 | 25 | 25 | 2 ELEC | 61.3 | 44.8103 | 1120.2575 | 1120.2575 | 4452.2575 | 6251.4123
[7 empty] | 0 | 0 |  | 0 |  |  | 0 | 0 | 0 | 0 | 0
|  |  | PHOTOSENSOR |  |  |  | 0 | 0 |  | 0 |  |  | 0 | 0 | 0 | 0 | 0
| 591 | E100 - E704 | PHOTOSENSOR | EA | 4 | 169 | 160.888 | 643.552 | 1.142 | 4.568 | 1 ELEC | 61.3 | 44.8103 | 51.1734 | 204.6935 | 848.2455 | 1190.7536
[7 empty] | 0 | 0 |  | 0 |  |  | 0 | 0 | 0 | 0 | 0
|  |  | MISC. |  |  |  | 0 | 0 |  | 0 |  |  | 0 | 0 | 0 | 0 | 0
| 592 | E100 - E704 | OUTLET BOX HOOD | EA | 1 | 40 | 38.08 | 38.08 | 0.5 | 0.5 | 1 ELEC | 61.3 | 44.8103 | 22.4051 | 22.4051 | 60.4851 | 85.1471
| 593 |  | WIRED REMOTE CONTROLLER | EA | 1 | 300 | 285.6 | 285.6 | 1 | 1 | 1 ELEC | 61.3 | 44.8103 | 44.8103 | 44.8103 | 330.4103 | 462.7561
| 594 |  | PUSH BUTTON W/ 2"W CUTIN BOX | EA | 2 | 45 | 42.84 | 85.68 | 0.75 | 1.5 | 1 ELEC | 61.3 | 44.8103 | 33.6077 | 67.2155 | 152.8954 | 215.56
| 595 |  | PUSH BUTTON W/ GANG DOOR PUSH PLATE & ELECTRIC BOX FOR PUSH PLATE | EA | 2 | 160 | 152.32 | 304.64 | 1.25 | 2.5 | 1 ELEC | 61.3 | 44.8103 | 56.0129 | 112.0257 | 416.6658 | 585.26
| 596 |  | RECESSED FLOOR BOX LEGRAND WIREMOLD #RFBA4C300G, RFBADP, RFBA24C4EXT, 2 HUB, RFBA6A, RFBMAAP, 6CTC2GY | EA | 1 | 650 | 618.8 | 618.8 | 2.5 | 2.5 | 1 ELEC | 61.3 | 44.8103 | 112.0257 | 112.0257 | 730.8257 | 1023.9531
| 597 |  | DIMMABLE POWER PACK LIGHTING CONTROL DEVICE | EA | 7 | 150 | 142.8 | 999.6 | 0.75 | 5.25 | 1 ELEC | 61.3 | 44.8103 | 33.6077 | 235.2541 | 1234.8541 | 1731.549
| 598 |  | PITCH POCKET | EA | 1 | 85 | 80.92 | 80.92 | 1 | 1 | 1 ELEC | 61.3 | 44.8103 | 44.8103 | 44.8103 | 125.7303 | 176.941
| 599 |  | 1-GANG BOX | EA | 5 | 5 | 4.76 | 23.8 | 0.25 | 1.25 | 1 ELEC | 61.3 | 44.8103 | 11.2026 | 56.0129 | 79.8129 | 113.1647
| 600 |  | RECESSED ELECTRICAL BOX (ARLINGTON BOXES TVBS507 3-GANG) | EA | 1 | 65 | 61.88 | 61.88 | 0.75 | 0.75 | 1 ELEC | 61.3 | 44.8103 | 33.6077 | 33.6077 | 95.4877 | 134.3675
| 601 |  | (4) 3/4"DIA IMC CONDUIT | LF | 19.61 | 16.04 | 15.2701 | 299.4463 | 0.356 | 6.9812 | 1 ELEC | 61.3 | 44.8103 | 15.9525 | 312.8279 | 612.2741 | 864.5521
| 602 |  | (4) 2"DIA IMC W/ STRING CONDUIT | LF | 19.54 | 52.8 | 50.2656 | 982.1898 | 0.64 | 12.5056 | 1 ELEC | 61.3 | 44.8103 | 28.6786 | 560.3797 | 1542.5695 | 2171.1917
[7 empty] | 0 | 0 |  | 0 |  |  | 0 | 0 | 0 | 0 | 0
|  | DIV. 28 | ELECTRONIC SAFETY AND SECURITY |  |  |  | SUBTOTAL MATERIAL | 21657.0004 |  | 140 HRS |  |  |  | SUBTOTAL LABOR | 6259.3716 | 27916.372 | 39173.9586
[7 empty] | 0 | 0 |  | 0 |  |  | 0 | 0 | 0 | 0 | 0
|  |  | ELECTRICAL SECURITY DEVICES |  |  |  | 0 | 0 |  | 0 |  |  | 0 | 0 | 0 | 0 | 0
[7 empty] | 0 | 0 |  | 0 |  |  | 0 | 0 | 0 | 0 | 0
|  | E150 | LIGHT |  |  |  | 0 | 0 |  | 0 |  |  | 0 | 0 | 0 | 0 | 0
| 603 |  | 8: ALARM LAMP/INDICATOR LIGHT | EA | 2 | 137 | 130.424 | 260.848 | 1.509 | 3.018 | 1 ELEC | 61.3 | 44.8103 | 67.6187 | 135.2375 | 396.0855 | 557.232
[7 empty] | 0 | 0 |  | 0 |  |  | 0 | 0 | 0 | 0 | 0
|  |  | ACCESS CONTROL |  |  |  | 0 | 0 |  | 0 |  |  | 0 | 0 | 0 | 0 | 0
| 604 |  | 4: CARD READER | EA | 5 | 789.99 | 752.0705 | 3760.3524 | 3.258 | 16.29 | 1 ELEC | 61.3 | 44.8103 | 145.992 | 729.9598 | 4490.3122 | 6292.6087
| 605 |  | 6: ELECTRIC STRIKE WITH LBM | EA | 4 | 350 | 333.2 | 1332.8 | 2 | 8 | 1 ELEC | 61.3 | 44.8103 | 89.6206 | 358.4824 | 1691.2824 | 2372.6763
| 606 |  | 12: DOOR CONTACT | EA | 2 | 25 | 23.8 | 47.6 | 0.5 | 1 | 1 ELEC | 61.3 | 44.8103 | 22.4051 | 44.8103 | 92.4103 | 130.4129
| 607 |  | 15: ROOF CONTACT | EA | 1 | 65 | 61.88 | 61.88 | 0.75 | 0.75 | 1 ELEC | 61.3 | 44.8103 | 33.6077 | 33.6077 | 95.4877 | 134.3675
[7 empty] | 0 | 0 |  | 0 |  |  | 0 | 0 | 0 | 0 | 0
|  |  | VIDEO SURVEILLANCE |  |  |  | 0 | 0 |  | 0 |  |  | 0 | 0 | 0 | 0 | 0
| 608 |  | 2: NETWORK VIDEO RECORDER | EA | 1 | 1200 | 1142.4 | 1142.4 | 5 | 5 | 1 ELEC | 61.3 | 44.8103 | 224.0515 | 224.0515 | 1366.4515 | 1914.9689
| 609 |  | 5: VIDEO MONITOR | EA | 2 | 300 | 285.6 | 571.2 | 2.997 | 5.994 | 1 ELEC | 61.3 | 44.8103 | 134.2965 | 268.5929 | 839.7929 | 1180.9058
| 610 |  | 3: IP DOME CAMERA - INDOOR | EA | 8 | 150 | 142.8 | 1142.4 | 1.631 | 13.048 | 1 ELEC | 61.3 | 44.8103 | 73.0856 | 584.6848 | 1727.0848 | 2429.5926
| 611 |  | 14: ANALOG MINIATURE BOARD CAMERA | EA | 1 | 150 | 142.8 | 142.8 | 1.631 | 1.631 | 1 ELEC | 61.3 | 44.8103 | 73.0856 | 73.0856 | 215.8856 | 303.6991
| 612 |  | 16: 360 IP DOME CAMERA | EA | 10 | 150 | 142.8 | 1428 | 1.631 | 16.31 | 1 ELEC | 61.3 | 44.8103 | 73.0856 | 730.856 | 2158.856 | 3036.9907
| 613 |  | 17: IP MINIATURE BOARD CAMERA | EA | 1 | 150 | 142.8 | 142.8 | 1.631 | 1.631 | 1 ELEC | 61.3 | 44.8103 | 73.0856 | 73.0856 | 215.8856 | 303.6991
[7 empty] | 0 | 0 |  | 0 |  |  | 0 | 0 | 0 | 0 | 0
|  |  | ELECTRONIC DETECTION AND ALARM |  |  |  | 0 | 0 |  | 0 |  |  | 0 | 0 | 0 | 0 | 0
| 614 |  | 7: MOTION DETECTOR (TO SHUNT DOOR CONTACT) | EA | 5 | 85 | 80.92 | 404.6 | 0.75 | 3.75 | 1 ELEC | 61.3 | 44.8103 | 33.6077 | 168.0386 | 572.6386 | 804.7746
| 615 |  | 9: 360 MOTION DETECTOR | EA | 5 | 135 | 128.52 | 642.6 | 1.232 | 6.16 | 1 ELEC | 61.3 | 44.8103 | 55.2063 | 276.0314 | 918.6314 | 1291.2235
| 616 |  | 10: HOLD UP BUTTON | EA | 5 | 65 | 61.88 | 309.4 | 0.75 | 3.75 | 1 ELEC | 61.3 | 44.8103 | 33.6077 | 168.0386 | 477.4386 | 671.8373
| 617 |  | 11: TEMPERATURE SENSOR | EA | 1 | 110 | 104.72 | 104.72 | 1.29 | 1.29 | 1 ELEC | 61.3 | 44.8103 | 57.8053 | 57.8053 | 162.5253 | 228.7192
| 618 |  | 13: ALARM KEYPAD | EA | 1 | 180 | 171.36 | 171.36 | 1 | 1 | 1 ELEC | 61.3 | 44.8103 | 44.8103 | 44.8103 | 216.1703 | 303.2314
[7 empty] | 0 | 0 |  | 0 |  |  | 0 | 0 | 0 | 0 | 0
|  |  | MISC. |  |  |  | 0 | 0 |  | 0 |  |  | 0 | 0 | 0 | 0 | 0
| 619 |  | 18: ALARM INTERFACE | EA | 2 | 250 | 238 | 476 | 1.25 | 2.5 | 1 ELEC | 61.3 | 44.8103 | 56.0129 | 112.0257 | 588.0258 | 824.5471
| 620 |  | 19: NIGHT DEPOSIT | EA | 1 | 2500 | 2380 | 2380 | 6 | 6 | 1 ELEC | 61.3 | 44.8103 | 268.8618 | 268.8618 | 2648.8618 | 3707.0978
| 621 |  | 20: VENUS ROUTER | EA | 1 | 250 | 238 | 238 | 1 | 1 | 1 ELEC | 61.3 | 44.8103 | 44.8103 | 44.8103 | 282.8103 | 396.2875
[7 empty] | 0 | 0 |  | 0 |  |  | 0 | 0 | 0 | 0 | 0
|  |  | ELECTRICAL FIRE ALARM DEVICES |  |  |  | 0 | 0 |  | 0 |  |  | 0 | 0 | 0 | 0 | 0
[7 empty] | 0 | 0 |  | 0 |  |  | 0 | 0 | 0 | 0 | 0
|  | E160 | ALLOWANCE |  |  |  | 0 | 0 |  | 0 |  |  | 0 | 0 | 0 | 0 | 0
| 622 |  | ALLOWANCE PROVIDED FOR WIRE, CABLE & CONDUIT FITTINGS AREA: 2000 SF | LS | 1 | 765 | 728.28 | 728.28 | 8.5 | 8.5 | 2 ELEC | 61.3 | 44.8103 | 380.8875 | 380.8875 | 1109.1675 | 1560.4967
[7 empty] | 0 | 0 |  | 0 |  |  | 0 | 0 | 0 | 0 | 0
|  |  | DIGITAL, ADDRESSABLE FIRE-ALARM SYSTEM |  |  |  | 0 | 0 |  | 0 |  |  | 0 | 0 | 0 | 0 | 0
| 623 |  | FIRE ALARM CONTROL PANEL | EA | 1 | 3500 | 3332 | 3332 | 8 | 8 | 1 ELEC | 61.3 | 44.8103 | 358.4824 | 358.4824 | 3690.4824 | 5164.3592
| 624 |  | FIRE ALARM ANNUCIATOR | EA | 1 | 900 | 856.8 | 856.8 | 3 | 3 | 1 ELEC | 61.3 | 44.8103 | 134.4309 | 134.4309 | 991.2309 | 1388.2684
[7 empty] | 0 | 0 |  | 0 |  |  | 0 | 0 | 0 | 0 | 0
|  |  | SMOKE-DETECTORS |  |  |  | 0 | 0 |  | 0 |  |  | 0 | 0 | 0 | 0 | 0
| 625 |  | FIRE ALARM SMOKE DETECTOR | EA | 1 | 120 | 114.24 | 114.24 | 1.29 | 1.29 | 1 ELEC | 61.3 | 44.8103 | 57.8053 | 57.8053 | 172.0453 | 242.0129
[7 empty] | 0 | 0 |  | 0 |  |  | 0 | 0 | 0 | 0 | 0
|  |  | MANUAL PULL STATIONS |  |  |  | 0 | 0 |  | 0 |  |  | 0 | 0 | 0 | 0 | 0
| 626 |  | FIRE ALARM PULL STATION | EA | 2 | 116 | 110.432 | 220.864 | 1.333 | 2.666 | 1 ELEC | 61.3 | 44.8103 | 59.7321 | 119.4643 | 340.3283 | 478.89
[7 empty] | 0 | 0 |  | 0 |  |  | 0 | 0 | 0 | 0 | 0
|  |  | NOTIFICATION APPLIANCES |  |  |  | 0 | 0 |  | 0 |  |  | 0 | 0 | 0 | 0 | 0
| 627 |  | FIRE ALARM ADA APPROVED HORN/STROBE ALARM | EA | 9 | 137 | 130.424 | 1173.816 | 1.509 | 13.581 | 1 ELEC | 61.3 | 44.8103 | 67.6187 | 608.5687 | 1782.3847 | 2507.5442
| 628 |  | FIRE ALARM ADA APPROVED VISUAL ALARM | EA | 3 | 165 | 157.08 | 471.24 | 1.509 | 4.527 | 1 ELEC | 61.3 | 44.8103 | 67.6187 | 202.8562 | 674.0962 | 947.5154
[7 empty] | 0 | 0 |  | 0 |  |  | 0 | 0 | 0 | 0 | 0
|  | DIV. 31 | EARTHWORK |  |  |  | SUBTOTAL MATERIAL | 0 |  | 294 HRS |  |  |  | SUBTOTAL LABOR | 9058.466 | 9058.466 | 12926.431
[7 empty] | 0 | 0 |  | 0 |  |  | 0 | 0 | 0 | 0 | 0
|  |  | EXCAVATION |  |  |  | 0 | 0 |  | 0 |  |  | 0 | 0 | 0 | 0 | 0
| 629 | S201 | EXCAVATION PROVIDED FOR FOOTING | CY | 119.8 |  | 0 | 0 | 1.698 | 203.4204 | 1 CLAB | 42.1 | 30.7751 | 52.2561 | 6260.2832 | 6260.2832 | 8933.4241
[7 empty] | 0 | 0 |  | 0 |  |  | 0 | 0 | 0 | 0 | 0
|  |  | BACKFILL |  |  |  | 0 | 0 |  | 0 |  |  | 0 | 0 | 0 | 0 | 0
| 630 | S201 | BACKFILL PROVIDED FOR FOOTING | CY | 83.7 |  | 0 | 0 | 0.903 | 75.5811 | 1 CLAB | 42.1 | 30.7751 | 27.7899 | 2326.0159 | 2326.0159 | 3319.2247
[7 empty] | 0 | 0 |  | 0 |  |  | 0 | 0 | 0 | 0 | 0
|  |  | HAULOFF/IMPORT |  |  |  | 0 | 0 |  | 0 |  |  | 0 | 0 | 0 | 0 | 0
| 631 | S201 | HAULING OFF EXTRA MATERIAL | CY | 36.1 |  | 0 | 0 | 0.425 | 15.3425 | 1 CLAB | 42.1 | 30.7751 | 13.0794 | 472.167 | 472.167 | 673.7823
[7 empty] | 0 | 0 |  | 0 |  |  | 0 | 0 | 0 | 0 | 0
|  | DIV. 32 | EXTERIOR IMPROVEMENT |  |  |  | SUBTOTAL MATERIAL | 216589.1369 |  | 3077 HRS |  |  |  | SUBTOTAL LABOR | 118051.7611 | 334640.898 | 470904.9339
[7 empty] | 0 | 0 |  | 0 |  |  | 0 | 0 | 0 | 0 | 0
|  |  | PAVEMENT |  |  |  | 0 | 0 |  | 0 |  |  | 0 | 0 | 0 | 0 | 0
| 632 | C-3.0 | 4: STANDARD DUTY ASPHALT PAVEMENT - ASSUMED DETAILS 1.1/2" 9.5" F2 ASPHALT TOP SURFACE COURSE 3" 19 F9 ASPHALT BASE COURSE 12" THK COMPACTED SUBBASE MATERIAL, TYPE 2 SEPARATION GEOTEXTILE COMPACTED SUBGRADE | SF | 2459.18 | 3.5 | 3.332 | 8193.9878 | 0.024 | 59.0203 | B-45 | 104.31 | 76.2506 | 1.83 | 4500.3354 | 12694.3232 | 17864.0631
| 633 |  | 3:HEAVY DUTY ASPHALT PAVEMENT - ASSUMED DETAILS 1.1/2" 9.5" F2 Asphalt Top Surface Course 3" 19 F9 Asphalt Binder Course 4" 37.5 F9 Asphalt Base Course 12" THK COMPACTED SUBBASE MATERIAL, TYPE 2 SEPARATION GEOTEXTILE COMPACTED SUBGRADE | SF | 11367.3 | 4.2917 | 4.0857 | 46442.9987 | 0.025 | 284.1825 | B-45 | 104.31 | 76.2506 | 1.9063 | 21669.089 | 68112.0877 | 95774.7934
| 634 |  | 21: 6" THK HEAVY DUTY CONCRETE PAVEMENT - FOR PARKING | SF | 748 | 3.69 | 3.5129 | 2627.6342 | 0.078 | 58.344 | C14G | 47.35 | 34.6129 | 2.6998 | 2019.4521 | 4647.0864 | 6550.9866
[7 empty] | 0 | 0 |  | 0 |  |  | 0 | 0 | 0 | 0 | 0
|  |  | SIDEWALK |  |  |  | 0 | 0 |  | 0 |  |  | 0 | 0 | 0 | 0 | 0
| 635 | C-3.0 | 4" HK CONCRETE SIDEWALK W/ 6x6-W2.9xW2.9 WWF ON COMPACETD SUBGRADE TO 98% STANDARD PROCTOR PSI: 3000 | SF | 1835 | 2.8 | 2.6656 | 4891.376 | 0.095 | 174.325 | B-24 | 48.4 | 35.3804 | 3.3611 | 6167.6882 | 11059.0642 | 15631.6086
| 636 |  | 1/4" EXPANSION JOINT | LF | 73.4 | 1.59 | 1.5137 | 111.1041 | 0.024 | 1.7616 | 1 CARP | 53.15 | 38.8526 | 0.93246 | 68.4428 | 179.5469 | 252.8137
[7 empty] | 0 | 0 |  | 0 |  |  | 0 | 0 | 0 | 0 | 0
|  |  | CONCRETE RAMP |  |  |  | 0 | 0 |  | 0 |  |  | 0 | 0 | 0 | 0 | 0
| 637 | C-3.0 | 6: GDOT STANDARD ADA RAMP WITH DETECTABLE WARNING | SF | 114 | 11.2 | 10.6624 | 1215.5136 | 0.105 | 11.97 | C14H | 52.21 | 38.1655 | 4.0074 | 456.8412 | 1672.3548 | 2349.2555
[7 empty] | 0 | 0 |  | 0 |  |  | 0 | 0 | 0 | 0 | 0
|  |  | CURB & GUTTER |  |  |  | 0 | 0 |  | 0 |  |  | 0 | 0 | 0 | 0 | 0
| 638 | C-3.0 | 6"Wx12"H CONCRETE CURB W/ 18"W GUTTER ON ON 4" THK GRADED AGGREGATE BASE | LF | 994 | 6.47 | 6.1594 | 6122.4834 | 0.096 | 95.424 | C-2A | 51.64 | 37.7488 | 3.6239 | 3602.1453 | 9724.6287 | 13689.6971
[7 empty] | 0 | 0 |  | 0 |  |  | 0 | 0 | 0 | 0 | 0
|  |  | GRADING |  |  |  | 0 | 0 |  | 0 |  |  | 0 | 0 | 0 | 0 | 0
| 639 | C-4.0 | CUT REQUIRED FOR GRADING | CY | 634.41 |  | 0 | 0 | 0.342 | 216.9682 | 1 CLAB | 42.1 | 30.7751 | 10.5251 | 6677.2187 | 6677.2187 | 9528.391
| 640 |  | FILL REQUIRED FOR GRADING | CY | 786.25 |  | 0 | 0 | 0.222 | 174.5475 | 1 CLAB | 42.1 | 30.7751 | 6.8321 | 5371.7168 | 5371.7168 | 7665.4398
| 641 |  | NET FILL | CY | 151.84 | 8.5 | 8.092 | 1228.6893 |  | 0 |  |  | 0 | 0 | 0 | 1228.6893 | 1715.7417
[7 empty] | 0 | 0 |  | 0 |  |  | 0 | 0 | 0 | 0 | 0
|  |  | PAVEMENT MARKING |  |  |  | 0 | 0 |  | 0 |  |  | 0 | 0 | 0 | 0 | 0
| 642 | C-3.0 | 4"W SINGLE SOLID WHITE LINE (SSWL) | LF | 441.31 | 0.96 | 0.91392 | 403.322 | 0.012 | 5.2957 | B-79 | 86.87 | 63.502 | 0.76202 | 336.2887 | 739.6107 | 1043.0828
| 643 |  | WHITE STRIPED PEDESTRIAN CROSSING/CROSSWALK | LF | 79.46 | 1.44 | 1.3709 | 108.9301 | 0.012 | 0.95352 | B-79 | 86.87 | 63.502 | 0.76202 | 60.5504 | 169.4805 | 238.5154
| 644 |  | 4" WIDE BLUE 45 DEGREE PAVEMENT MARKING TWO COAT FOR HANDICAP SPACE DELINEATION. 4" WHITE LINES - TWO COATS FOR NON HANDICAPPED SPACES DELINEATION OR AS REQUIRED BY LOCAL JURISDICTION | LF | 97.48 | 0.96 | 0.91392 | 89.0889 | 0.012 | 1.1698 | B-79 | 86.87 | 63.502 | 0.76202 | 74.2821 | 163.371 | 230.4043
| 645 |  | 3'x3' ADA PAINTED PARKING SIGN BLUE FIELD BACKGROUND OR AS REQ'D BY LOCAL H.C 3" WIDE PAINT STRIPE TRAFFIC LINE WHITE | EA | 1 | 26.01 | 24.7615 | 24.7615 | 0.144 | 0.144 | B-79 | 86.87 | 63.502 | 9.1443 | 9.1443 | 33.9058 | 47.6259
| 646 |  | 24" WHITE STOP BAR - PAINT SHALL BE WHITE | LF | 49.58 | 4.95 | 4.7124 | 233.6408 | 0.022 | 1.0908 | B-79 | 86.87 | 63.502 | 1.397 | 69.2654 | 302.9062 | 425.0977
| 647 |  | 3'-8"x9'-4"ARROW MARKING | EA | 2 | 98.91 | 94.1623 | 188.3246 | 0.548 | 1.096 | B-79 | 86.87 | 63.502 | 34.7991 | 69.5982 | 257.9228 | 362.2931
[7 empty] | 0 | 0 |  | 0 |  |  | 0 | 0 | 0 | 0 | 0
|  |  | SIGN |  |  |  | 0 | 0 |  | 0 |  |  | 0 | 0 | 0 | 0 | 0
| 648 | C3.03 | 1'-0"Wx1'-6"H .080 ALUMINUM ADA PARKING SIGN SIGN TO READ "PERMIT PARKING ONLY TOW-AWAY ZONE MAXIMUM FINE $500.00" WITH INDENTIFICATION SYMBOL. BOLT TO STEEL TUBE WITH 3/8" CADMIUM PLATED BOLTS, NUTS & WASHERS. REFLECTIVE BLUE BACKGROUND, WHITE LETTERING & SYMBOL. LETTERING MINIMUM 1" HEIGHT. (STANDARD SIGN # R7-8, UNLESS STATE OR LOCAL ORDINANCE DICTATES DIFFERENTLY) 1'-0"Wx0'-6"H .080 ALUMINUM VAN ACCESSIBLE SIGN REFLECTIVE BLUE BACKGROUND, WHITE LETTERING. LETTERING MINIMUM 1" HEIGHT. (STANDARD SIGN # R7-8P5) - 2" X 2" X .188" STEEL TUBE EXTEND 2'-0" INTO CONC. FILLED PIPE. INSTALL WELDED WATERTIGHT CAP ON TOP. (ALTERNATE: STANDARD 3 POUND/FOOT U-CHANNEL SIGN POST) - 8" DIA. STD. STEEL PIPE FILLED W/CONC. | EA | 1 | 525 | 499.8 | 499.8 | 4 | 4 | B-6 | 54.64 | 39.9418 | 159.7674 | 159.7674 | 659.5674 | 925.9087
| 649 |  | 12: R1-1 "STOP" SIGN - 30" X 30" SIGN PANEL AND CHANNEL HEIGHT VARY 2" GALV. STL. CHANNEL | EA | 3 | 255 | 242.76 | 728.28 | 3 | 9 | B-6 | 54.64 | 39.9418 | 119.8255 | 359.4766 | 1087.7566 | 1529.9432
| 650 |  | 13: RF-1: DO NOT ENTER SIGN | EA | 2 | 160 | 152.32 | 304.64 | 0.5 | 1 | 1 CARP | 53.15 | 38.8526 | 19.4263 | 38.8526 | 343.4926 | 480.842
[7 empty] | 0 | 0 |  | 0 |  |  | 0 | 0 | 0 | 0 | 0
|  |  | FOOTINGS |  |  |  | 0 | 0 |  | 0 |  |  | 0 | 0 | 0 | 0 | 0
| 651 |  | 12" DIA x3'-6"H CONCRETE FOOTING NO OF FOOTINGS: 1 | CY | 0.10241 | 304.22 | 289.6174 | 29.659 | 6.415 | 0.65694 | C14H | 52.21 | 38.1655 | 244.8317 | 25.0726 | 54.7316 | 77.1944
| 652 |  | EXCAVATION REQUIRED | CY | 0.10241 |  | 0 | 0 | 1.698 | 0.17389 | 1 CLAB | 42.1 | 30.7751 | 52.2561 | 5.3514 | 5.3514 | 7.6365
| 653 |  | HAULOFF | CY | 0.10241 |  | 0 | 0 | 0.425 | 0.043523 | 1 CLAB | 42.1 | 30.7751 | 13.0794 | 1.3394 | 1.3394 | 1.9114
[7 empty] | 0 | 0 |  | 0 |  |  | 0 | 0 | 0 | 0 | 0
| 654 |  | 8" DIA x3'-0"H CONCRETE FOOTING NO OF FOOTINGS: 5 | CY | 0.19444 | 304.22 | 289.6174 | 56.3145 | 6.415 | 1.2474 | C14H | 52.21 | 38.1655 | 244.8317 | 47.6062 | 103.9207 | 146.5716
| 655 |  | EXCAVATION REQUIRED | CY | 0.19444 |  | 0 | 0 | 1.698 | 0.33017 | 1 CLAB | 42.1 | 30.7751 | 52.2561 | 10.1609 | 10.1609 | 14.4996
| 656 |  | HAULOFF | CY | 0.19444 |  | 0 | 0 | 0.425 | 0.082639 | 1 CLAB | 42.1 | 30.7751 | 13.0794 | 2.5432 | 2.5432 | 3.6292
[7 empty] | 0 | 0 |  | 0 |  |  | 0 | 0 | 0 | 0 | 0
|  |  | CONCRETE PAD |  |  |  | 0 | 0 |  | 0 |  |  | 0 | 0 | 0 | 0 | 0
| 657 | C-3.0 | 10" THK CONCRETE TRANSFORMER PAD - ASSUMED DETAILS | SF | 16 | 5.6 | 5.3312 | 85.2992 | 0.083 | 1.328 | C14G | 47.35 | 34.6129 | 2.8729 | 45.9659 | 131.2651 | 184.7051
| 658 |  | 18"x18"x8" THK CONCRETE PAD FOR CLEANOUT NO OF PADS: 6 | SF | 13.5 | 4.59 | 4.3697 | 58.9907 | 0.081 | 1.0935 | C14G | 47.35 | 34.6129 | 2.8036 | 37.8492 | 96.8398 | 136.3853
[7 empty] | 0 | 0 |  | 0 |  |  | 0 | 0 | 0 | 0 | 0
|  |  | BIKE RACK |  |  |  | 0 | 0 |  | 0 |  |  | 0 | 0 | 0 | 0 | 0
| 659 |  | 1.25" DIA SCH 40 PIPE | EA | 2 |  | 0 | 0 |  | 0 |  |  | 0 | 0 | 0 | 0 | 0
| 660 |  | 1'-0"DIAx1'-0"H CONCRETE FOOTING NO OF FOOTINGS: 4 | CY | 0.11704 | 304.22 | 289.6174 | 33.896 | 6.415 | 0.75079 | C14H | 52.21 | 38.1655 | 244.8317 | 28.6544 | 62.5503 | 88.2221
| 661 |  | EXCAVATION REQUIRED | CY | 0.11704 |  | 0 | 0 | 1.698 | 0.19873 | 1 CLAB | 42.1 | 30.7751 | 52.2561 | 6.1159 | 6.1159 | 8.7274
| 662 |  | HAULOFF | CY | 0.11704 |  | 0 | 0 | 0.425 | 0.049741 | 1 CLAB | 42.1 | 30.7751 | 13.0794 | 1.5308 | 1.5308 | 2.1844
[7 empty] | 0 | 0 |  | 0 |  |  | 0 | 0 | 0 | 0 | 0
|  |  | DUMPSTER ENCLOSURE |  |  |  | 0 | 0 |  | 0 |  |  | 0 | 0 | 0 | 0 | 0
[7 empty] | 0 | 0 |  | 0 |  |  | 0 | 0 | 0 | 0 | 0
|  |  | SLAB |  |  |  | 0 | 0 |  | 0 |  |  | 0 | 0 | 0 | 0 | 0
| 663 | A-190 | 21: 6" THK HEAVY DUTY CONCRETE PAVEMENT - FOR DUMPSTER W/ #4 @ 12" O.C. 10 MIL VAPOR BARRIER | SF | 384.31 | 3.69 | 3.5129 | 1350.0349 | 0.078 | 29.9762 | C14G | 47.35 | 34.6129 | 2.6998 | 1037.561 | 2387.5959 | 3365.7883
[7 empty] | 0 | 0 |  | 0 |  |  | 0 | 0 | 0 | 0 | 0
|  |  | FOOTINGS |  |  |  | 0 | 0 |  | 0 |  |  | 0 | 0 | 0 | 0 | 0
| 664 |  | 2'-0"W x 1'-0" THK CONCRETE FOOTING W/ 3-#5 CONT BAR | CY | 2.683 |  | 0 | 0 |  | 0 |  |  | 0 | 0 | 0 | 0 | 0
| 665 |  | EXCAVATION REQUIRED | CY | 12.5026 |  | 0 | 0 | 1.698 | 21.2294 | 1 CLAB | 42.1 | 30.7751 | 52.2561 | 653.3378 | 653.3378 | 932.313
| 666 |  | BACKFILL REQUIRED | CY | 8.6596 |  | 0 | 0 | 0.903 | 7.8197 | 1 CLAB | 42.1 | 30.7751 | 27.7899 | 240.6508 | 240.6508 | 343.4087
| 667 |  | HAULOFF | CY | 3.843 |  | 0 | 0 | 0.425 | 1.6333 | 1 CLAB | 42.1 | 30.7751 | 13.0794 | 50.2637 | 50.2637 | 71.7263
[7 empty] | 0 | 0 |  | 0 |  |  | 0 | 0 | 0 | 0 | 0
|  |  | CMU WALL |  |  |  | 0 | 0 |  | 0 |  |  | 0 | 0 | 0 | 0 | 0
| 668 |  | 8"THK. NOM.CMU WALL W/ REINFORCEMENT - #5 AT 32" O.C. | SF | 289.76 | 4.54 | 4.3221 | 1252.3659 | 0.2 | 57.952 | D-9 | 46.9 | 34.2839 | 6.8568 | 1986.8206 | 3239.1865 | 4583.9967
| 669 |  | GROUT PROVIDED FOR 8"THK. CMU WALL | CY | 3.2453 | 144.45 | 137.5164 | 446.2836 | 2.194 | 7.1202 | D-4 | 53.03 | 38.7649 | 85.0503 | 276.0146 | 722.2982 | 1017.0633
| 670 |  | MORTAR PROVIDED FOR 8"THK. CMU WALL | CY | 1.7976 | 167.4 | 159.3648 | 286.4718 | 1.191 | 2.1409 | D-4 | 53.03 | 38.7649 | 46.169 | 82.9928 | 369.4646 | 518.4599
[7 empty] | 0 | 0 |  | 0 |  |  | 0 | 0 | 0 | 0 | 0
|  |  | BOND BEAM |  |  |  | 0 | 0 |  | 0 |  |  | 0 | 0 | 0 | 0 | 0
| 671 |  | 8" W BOND BEAM W/ 1 CONT #5 BAR | LF | 36 | 6.45 | 6.1404 | 221.0544 | 0.177 | 6.372 | D-8 | 47.93 | 35.0368 | 6.2015 | 223.2547 | 444.3091 | 627.2648
[7 empty] | 0 | 0 |  | 0 |  |  | 0 | 0 | 0 | 0 | 0
|  |  | CONCRETE CAP |  |  |  | 0 | 0 |  | 0 |  |  | 0 | 0 | 0 | 0 | 0
| 672 |  | 4" PRECAST CONCRETE STONE CAP ON MORTOR BED | LF | 36 | 34 | 32.368 | 1165.248 | 0.267 | 9.612 | D-1 | 46.9 | 34.2839 | 9.1538 | 329.5368 | 1494.7848 | 2097.4014
[7 empty] | 0 | 0 |  | 0 |  |  | 0 | 0 | 0 | 0 | 0
|  |  | FINISH |  |  |  | 0 | 0 |  | 0 |  |  | 0 | 0 | 0 | 0 | 0
| 673 |  | 5/8" CEMENTITIOUS COATING ON CMU WALL EPT-1: BENJAMIN MOORE COLOR: BALBOA MIST-OC27 SATIN FINISH @ WALLS | SF | 241.5874 | 1.34 | 1.2757 | 308.1882 | 0.126 | 30.44 | J-1 | 49.05 | 35.8555 | 4.5178 | 1091.4434 | 1399.6316 | 1987.8437
[7 empty] | 0 | 0 |  | 0 |  |  | 0 | 0 | 0 | 0 | 0
|  |  | BOLLARDS |  |  |  | 0 | 0 |  | 0 |  |  | 0 | 0 | 0 | 0 | 0
| 674 |  | 6" DIA x5'-0"H CONCRETE FILLED GALVANIZED STEEL BOLLARD (PAINTED YELLOW) | EA | 5 | 470 | 447.44 | 2237.2 | 3.258 | 16.29 | B-6 | 54.64 | 39.9418 | 130.1305 | 650.6526 | 2887.8526 | 4052.5073
[7 empty] | 0 | 0 |  | 0 |  |  | 0 | 0 | 0 | 0 | 0
| 675 |  | 16" DIA x3'-0"H CONCRETE FOOTING NO OF FOOTINGS: 5 | CY | 0.77222 | 304.22 | 289.6174 | 223.649 | 6.415 | 4.9538 | C14H | 52.21 | 38.1655 | 244.8317 | 189.0645 | 412.7135 | 582.0986
| 676 |  | EXCAVATION REQUIRED | CY | 0.77222 |  | 0 | 0 | 1.698 | 1.3112 | 1 CLAB | 42.1 | 30.7751 | 52.2561 | 40.3533 | 40.3533 | 57.5842
| 677 |  | HAULOFF | CY | 0.77222 |  | 0 | 0 | 0.425 | 0.32819 | 1 CLAB | 42.1 | 30.7751 | 13.0794 | 10.1002 | 10.1002 | 14.413
[7 empty] | 0 | 0 |  | 0 |  |  | 0 | 0 | 0 | 0 | 0
|  |  | GATE |  |  |  | 0 | 0 |  | 0 |  |  | 0 | 0 | 0 | 0 | 0
| 678 |  | 16'-0"Wx6'-8"H STEEL DOUBLE LEAF DUMPSTER GATE - TE2: 6" DIA STEEL GATE POST WITH SELF CLOSING HINGE(PAINTED TO MATCH PREFINISHED PANEL) TE3: SIGNAGE NO PARKING MEET SOLID WASTE ORDINANCE TE4: STEEL CANE BOLT ONE PER GATE (BASIS OF DESIGN: STANLEY HARDWARE #1010) WELD TO STEEL TE5: SUPPORT WHEEL ONE PER GATE BASES OF DESIGN: GRAINER #1VJD5 WHEEL | EA | 1 | 3400 | 3236.8 | 3236.8 | 18 | 18 | B-80C | 54.23 | 39.6421 | 713.5583 | 713.5583 | 3950.3583 | 5538.1153
[7 empty] | 0 | 0 |  | 0 |  |  | 0 | 0 | 0 | 0 | 0
|  |  | MISC. |  |  |  | 0 | 0 |  | 0 |  |  | 0 | 0 | 0 | 0 | 0
| 679 |  | 2 YARD DUMPSTER | EA | 2 | 950 | 904.4 | 1808.8 | 1.5 | 3 | 2 CLAB | 42.1 | 30.7751 | 46.1626 | 92.3253 | 1901.1253 | 2657.5565
| 680 |  | CONTINUOUS THRU WALL FLASHING W/INTEGRAL DRIP | LF | 36 | 1.45 | 1.3804 | 49.6944 | 0.061 | 2.196 | 1 ROFC | 46.2 | 33.7722 | 2.0601 | 74.1638 | 123.8582 | 175.2249
| 681 |  | CONTINUOUS DRIP | LF | 36 | 1.02 | 0.97104 | 34.9574 | 0.061 | 2.196 | 1 ROFC | 46.2 | 33.7722 | 2.0601 | 74.1638 | 109.1212 | 154.6462
| 682 |  | CONTINUOUS SEALANT | LF | 36 | 0.65 | 0.6188 | 22.2768 | 0.032 | 1.152 | 1 BRIC | 52.05 | 38.0485 | 1.2176 | 43.8319 | 66.1087 | 93.6555
| 683 |  | STUCCO WEEP SCREEN | LF | 11.88 | 2.5 | 2.38 | 28.2744 | 0.08 | 0.9504 | J-1 | 49.05 | 35.8555 | 2.8684 | 34.0771 | 62.3515 | 88.1104
[7 empty] | 0 | 0 |  | 0 |  |  | 0 | 0 | 0 | 0 | 0
|  |  | EROSION CONTROL |  |  |  | 0 | 0 |  | 0 |  |  | 0 | 0 | 0 | 0 | 0
[7 empty] | 0 | 0 |  | 0 |  |  | 0 | 0 | 0 | 0 | 0
|  |  | PHASE 1 |  |  |  | 0 | 0 |  | 0 |  |  | 0 | 0 | 0 | 0 | 0
[7 empty] | 0 | 0 |  | 0 |  |  | 0 | 0 | 0 | 0 | 0
|  |  | CONSTRUCTION EXIT |  |  |  | 0 | 0 |  | 0 |  |  | 0 | 0 | 0 | 0 | 0
| 684 | C2.0 | CO: 6" THK (1.5"-3.5") CRUSHED STONE CONSTRUCTION EXIT GEOTEXTILE UNDERLINER TIRE WASHRACK AREA/TIRE WASHER CULVERT UNDER ENTRANCE - IF REQUIRED | SF | 1570 | 1.25 | 1.19 | 1868.3 | 0.042 | 65.94 | B-24 | 48.4 | 35.3804 | 1.486 | 2332.9836 | 4201.2836 | 5938.0617
[7 empty] | 0 | 0 |  | 0 |  |  | 0 | 0 | 0 | 0 | 0
|  |  | CONCRETE WASHOUT |  |  |  | 0 | 0 |  | 0 |  |  | 0 | 0 | 0 | 0 | 0
| 685 |  | 7'-0"x7'-0" CONCRETE WASHOUT AREA W/ 10 MIL PLASTIC SHEETING | EA | 1 | 180 | 171.36 | 171.36 | 2 | 2 | B-1 | 42.77 | 31.2649 | 62.5297 | 62.5297 | 233.8897 | 328.517
[7 empty] | 0 | 0 |  | 0 |  |  | 0 | 0 | 0 | 0 | 0
|  |  | FUEL STORAGE |  |  |  | 0 | 0 |  | 0 |  |  | 0 | 0 | 0 | 0 | 0
| 686 |  | FUEL STORAGE - NO DETAILS | SF | 25 | 7 | 6.664 | 166.6 | 0.04 | 1 | B-1 | 42.77 | 31.2649 | 1.2506 | 31.2649 | 197.8649 | 277.2552
[7 empty] | 0 | 0 |  | 0 |  |  | 0 | 0 | 0 | 0 | 0
|  |  | SEDIMENT BARRIER |  |  |  | 0 | 0 |  | 0 |  |  | 0 | 0 | 0 | 0 | 0
| 687 |  | SD1-NS: SEDIMENT BARRIER - NON SENSITIVE 30" DIA COMPOST FILTER SOCK - WOODE STAKES 2' O.C. | LF | 768 | 2.38 | 2.2658 | 1740.1037 | 0.032 | 24.576 | B-1 | 42.77 | 31.2649 | 1.0005 | 768.3654 | 2508.4691 | 3526.3383
[7 empty] | 0 | 0 |  | 0 |  |  | 0 | 0 | 0 | 0 | 0
|  |  | DAM RETROFIT |  |  |  | 0 | 0 |  | 0 |  |  | 0 | 0 | 0 | 0 | 0
| 688 |  | RT-B: SLOTTED BOARD DAM RETROFIT | LF | 5.14 | 38 | 36.176 | 185.9446 | 0.5 | 2.57 | B-1 | 42.77 | 31.2649 | 15.6324 | 80.3507 | 266.2954 | 374.3136
[7 empty] | 0 | 0 |  | 0 |  |  | 0 | 0 | 0 | 0 | 0
|  |  | STABILIZATION |  |  |  | 0 | 0 |  | 0 |  |  | 0 | 0 | 0 | 0 | 0
| 689 |  | DS1: TEMPORARY PROTECTION FOR DISTURBED AREA - DISTURBED AREA STABILIZATION WITH MULCHING ONLY | SF | 20298.88 | 0.4 | 0.3808 | 7729.8135 | 0.004 | 81.1955 | B-1 | 42.77 | 31.2649 | 0.12506 | 2538.5674 | 10268.3809 | 14416.4472
| 690 |  | DS2: TEMPORARY VEGETATION PRACTICES - DISTURBED AREA STABILIZATION WITH TEMPORAY SEEDING | SF | 20298.88 | 0.4 | 0.3808 | 7729.8135 | 0.004 | 81.1955 | B-1 | 42.77 | 31.2649 | 0.12506 | 2538.5674 | 10268.3809 | 14416.4472
| 691 |  | DU: DUST CONTROL ON DISTURBED AREAS | SF | 20298.88 | 0.1 | 0.0952 | 1932.4534 | 0.004 | 81.1955 | B-1 | 42.77 | 31.2649 | 0.12506 | 2538.5674 | 4471.0208 | 6321.0135
[7 empty] | 0 | 0 |  | 0 |  |  | 0 | 0 | 0 | 0 | 0
|  |  | PHASE 2 |  |  |  | 0 | 0 |  | 0 |  |  | 0 | 0 | 0 | 0 | 0
[7 empty] | 0 | 0 |  | 0 |  |  | 0 | 0 | 0 | 0 | 0
|  | C2.1 | INLET SEDIMENT TRAP |  |  |  | 0 | 0 |  | 0 |  |  | 0 | 0 | 0 | 0 | 0
| 692 |  | SD2-F: TRMPORARY INLET SEDIMENT TRAP( FILTER FABRIC W/ SUPPORTED FRAME) FOR INLET PROTECTION | LF | 194 | 2.38 | 2.2658 | 439.5574 | 0.032 | 6.208 | B-1 | 42.77 | 31.2649 | 1.0005 | 194.0923 | 633.6498 | 890.7677
[7 empty] | 0 | 0 |  | 0 |  |  | 0 | 0 | 0 | 0 | 0
|  |  | PIPE RETROFIT |  |  |  | 0 | 0 |  | 0 |  |  | 0 | 0 | 0 | 0 | 0
| 693 |  | RT-P: PERFORATED HALF-ROUND PIPE RETROFIT - FILL AROUND BARRIER WITH 3" -4" STONE | LF | 7 | 35 | 33.32 | 233.24 | 0.35 | 2.45 | B-1 | 42.77 | 31.2649 | 10.9427 | 76.5989 | 309.8389 | 435.003
[7 empty] | 0 | 0 |  | 0 |  |  | 0 | 0 | 0 | 0 | 0
|  |  | STABILIZATION |  |  |  | 0 | 0 |  | 0 |  |  | 0 | 0 | 0 | 0 | 0
| 694 |  | DS1: TEMPORARY PROTECTION FOR DISTURBED AREA - DISTURBED AREA STABILIZATION WITH MULCHING ONLY | SF | 15581.92 | 0.4 | 0.3808 | 5933.5951 | 0.004 | 62.3277 | B-1 | 42.77 | 31.2649 | 0.12506 | 1948.6668 | 7882.2619 | 11066.4198
| 695 |  | DS2: TEMPORARY VEGETATION PRACTICES - DISTURBED AREA STABILIZATION WITH TEMPORAY SEEDING | SF | 15581.92 | 0.4 | 0.3808 | 5933.5951 | 0.004 | 62.3277 | B-1 | 42.77 | 31.2649 | 0.12506 | 1948.6668 | 7882.2619 | 11066.4198
| 696 |  | DU: DUST CONTROL ON DISTURBED AREAS | SF | 15581.92 | 0.1 | 0.0952 | 1483.3988 | 0.004 | 62.3277 | B-1 | 42.77 | 31.2649 | 0.12506 | 1948.6668 | 3432.0656 | 4852.1656
| 697 |  | DS3:DISTURBED AREA STABILIZATION WITH PERMANENT VEGETATION | SF | 2114 | 0.12 | 0.11424 | 241.5034 | 0.002 | 4.228 | B-1 | 42.77 | 31.2649 | 0.06253 | 132.1879 | 373.6912 | 525.8674
| 698 |  | SS: SLOPE STABILIZATION | SF | 2114 | 0.75 | 0.714 | 1509.396 | 0.005 | 10.57 | B-1 | 42.77 | 31.2649 | 0.15632 | 330.4697 | 1839.8657 | 2579.3008
[7 empty] | 0 | 0 |  | 0 |  |  | 0 | 0 | 0 | 0 | 0
|  |  | PHASE 3 |  |  |  | 0 | 0 |  | 0 |  |  | 0 | 0 | 0 | 0 | 0
[7 empty] | 0 | 0 |  | 0 |  |  | 0 | 0 | 0 | 0 | 0
|  | C2.2 | INLET SEDIMENT TRAP |  |  |  | 0 | 0 |  | 0 |  |  | 0 | 0 | 0 | 0 | 0
| 699 |  | SD2-F:TRMPORARY INLET SEDIMENT TRAP( FILTER FABRIC W/ SUPPORTED FRAME) FOR INLET PROTECTION | LF | 194 | 2.38 | 2.2658 | 439.5574 | 0.032 | 6.208 | B-1 | 42.77 | 31.2649 | 1.0005 | 194.0923 | 633.6498 | 890.7677
[7 empty] | 0 | 0 |  | 0 |  |  | 0 | 0 | 0 | 0 | 0
|  |  | STABILIZATION |  |  |  | 0 | 0 |  | 0 |  |  | 0 | 0 | 0 | 0 | 0
| 700 |  | DS4:DISTURBED AREA STABILIZATION WITH SODDING | SF | 14393.68 | 2.23 | 2.123 | 30557.2069 | 0.018 | 259.0862 | B-63 | 48.72 | 35.6143 | 0.64106 | 9227.1803 | 39784.3872 | 55837.2699
[7 empty] | 0 | 0 |  | 0 |  |  | 0 | 0 | 0 | 0 | 0
|  |  | LANDSCAPE |  |  |  | 0 | 0 |  | 0 |  |  | 0 | 0 | 0 | 0 | 0
[7 empty] | 0 | 0 |  | 0 |  |  | 0 | 0 | 0 | 0 | 0
|  |  | TREES |  |  |  | 0 | 0 |  | 0 |  |  | 0 | 0 | 0 | 0 | 0
| 701 | L-1.0 | COMMON NAME: AMERICAN HOLY BOTANICAL NAME: LLEX OPACA GREENLEAF HT: 6' | EA | 5 | 225 | 214.2 | 1071 | 1.907 | 9.535 | B-17 | 66.59 | 48.6773 | 92.8276 | 464.138 | 1535.138 | 2157.8693
| 702 |  | COMMON NAME: EASTERN REDCEDAR BOTANICAL NAME: JUNIPERUS VIRGINIANA HT: 6' | EA | 11 | 150 | 142.8 | 1570.8 | 1.907 | 20.977 | B-17 | 66.59 | 48.6773 | 92.8276 | 1021.1035 | 2591.9035 | 3650.5798
[7 empty] | 0 | 0 |  | 0 |  |  | 0 | 0 | 0 | 0 | 0
|  |  | SHRUBS/HERBACEOUS ORNAM ENTALS |  |  |  | 0 | 0 |  | 0 |  |  | 0 | 0 | 0 | 0 | 0
| 703 |  | COMMON NAME: FLORIDA SUNSHINE ANISE BOTANICAL NAME: LLICIUM PARVIFLORUM FLORIDA GAL: 3' | EA | 17 | 45 | 42.84 | 728.28 | 0.35 | 5.95 | B-1 | 42.77 | 31.2649 | 10.9427 | 186.026 | 914.306 | 1282.4293
| 704 |  | COMMON NAME: DON'S DW ARF WAX MYRTILE BOTANICAL NAME: MYRICA CERIFERA DON'S DW ARF GAL: 3' | EA | 15 | 25 | 23.8 | 357 | 0.35 | 5.25 | B-1 | 42.77 | 31.2649 | 10.9427 | 164.1406 | 521.1406 | 732.7434
[7 empty] | 0 | 0 |  | 0 |  |  | 0 | 0 | 0 | 0 | 0
|  |  | GROUNDCOVERS/VINES |  |  |  | 0 | 0 |  | 0 |  |  | 0 | 0 | 0 | 0 | 0
| 705 |  | PINESTRAWV-MULCH A | SF | 2500 | 0.96 | 0.91392 | 2284.8 | 0.01 | 25 | 1 CLAB | 42.1 | 30.7751 | 0.30775 | 769.3775 | 3054.1775 | 4288.3964
| 706 |  | SOD | SF | 11500 | 2.23 | 2.123 | 24414.04 | 0.018 | 207 | B-63 | 48.72 | 35.6143 | 0.64106 | 7372.1642 | 31786.2042 | 44611.8438
[7 empty] | 0 | 0 |  | 0 |  |  | 0 | 0 | 0 | 0 | 0
|  |  | MONUMENT SIGN |  |  |  | 0 | 0 |  | 0 |  |  | 0 | 0 | 0 | 0 | 0
| 707 | C3.0 | PROPOSED MONUMENT SIGN - DESIGN AND PERMIT BY OTHERS | EA | 1 |  | 0 | 0 |  | 0 |  |  | 0 | 0 | 0 | 0 | 0
[7 empty] | 0 | 0 |  | 0 |  |  | 0 | 0 | 0 | 0 | 0
|  |  | POND AREA |  |  |  | 0 | 0 |  | 0 |  |  | 0 | 0 | 0 | 0 | 0
| 708 | C3.0 | 23: PROPOSED STORMWATER POND AREA NOTE: POND EARTHWORK HAS BEEN ADDEDTO THE GRADING QUANTITY | SF | 3074 |  | 0 | 0 |  | 0 |  |  | 0 | 0 | 0 | 0 | 0
| 709 |  | 6 OZ/SY NON-WOVEN GEOTEXTILE FABRIC | SF | 3074 | 0.45 | 0.4284 | 1316.9016 | 0.002 | 6.148 | B-1 | 42.77 | 31.2649 | 0.06253 | 192.2164 | 1509.118 | 2113.2142
| 710 |  | 6" PERFORATED HDPE UNDERDRAIN | LF | 96 | 3.83 | 3.6462 | 350.0314 | 0.036 | 3.456 | B-20 | 47.02 | 34.3716 | 1.2374 | 118.7883 | 468.8197 | 658.2947
| 711 |  | UNDERGROUND STONE STORAGE CLEAN OPEN GRADED COURSE AGGREGATE | CY | 626.1852 | 38.5 | 36.652 | 22950.9394 | 0.903 | 565.4452 | 1 CLAB | 42.1 | 30.7751 | 27.7899 | 17401.6333 | 40352.5727 | 56880.8224
[7 empty] | 0 | 0 |  | 0 |  |  | 0 | 0 | 0 | 0 | 0
|  |  | DRIVE THRU ISLAND |  |  |  | 0 | 0 |  | 0 |  |  | 0 | 0 | 0 | 0 | 0
[7 empty] | 0 | 0 |  | 0 |  |  | 0 | 0 | 0 | 0 | 0
|  |  | CANOPY |  |  |  | 0 | 0 |  | 0 |  |  | 0 | 0 | 0 | 0 | 0
| 712 | A-401 | PREFABRIFATED CANOPY COORDINATE W/ BANK EQUIPMENT VENDER OR BANK PROJECT MANAGER PRIOR TO ROUGH-IN W/ COLUMNS 2 | SF | 62 | 34.5 | 32.844 | 2036.328 | 0.32 | 19.84 | K-2 | 89.03 | 65.0809 | 20.8259 | 1291.2057 | 3327.5337 | 4686.0789
[7 empty] | 0 | 0 |  | 0 |  |  | 0 | 0 | 0 | 0 | 0
|  |  | BOLLARDS |  |  |  | 0 | 0 |  | 0 |  |  | 0 | 0 | 0 | 0 | 0
| 713 |  | 6" DIA STEEL BOLLARD & WRAP PER FIFTH THIRD STANDARD | EA | 8 | 470 | 447.44 | 3579.52 | 3.258 | 26.064 | B-6 | 54.64 | 39.9418 | 130.1305 | 1041.0441 | 4620.5641 | 6484.0117
| 714 |  | 16" DIA x4'-0"H CONCRETE FOOTING NO OF FOOTINGS: 8 | CY | 1.6474 | 304.22 | 289.6174 | 477.1179 | 6.415 | 10.5681 | C14H | 52.21 | 38.1655 | 244.8317 | 403.3376 | 880.4555 | 1241.8103
| 715 |  | EXCAVATION REQUIRED | CY | 1.6474 |  | 0 | 0 | 1.698 | 2.7973 | 1 CLAB | 42.1 | 30.7751 | 52.2561 | 86.0871 | 86.0871 | 122.8463
| 716 |  | HAULOFF | CY | 1.6474 |  | 0 | 0 | 0.425 | 0.70015 | 1 CLAB | 42.1 | 30.7751 | 13.0794 | 21.5471 | 21.5471 | 30.7478
|  |  | NOTE: BOLLARD COVER: INNOPLAST LIGHT GRAY #7D-42612-G2 (PANTONE 401C).HEIGHT: 24" & 48'' REFLECTIVE TAPE COLOR: BLUE 3M 5100R-75 CONTACT: CRAIG MCCONNELL @ 440.543.8660 |  |  |  | 0 | 0 |  | 0 |  |  | 0 | 0 | 0 | 0 | 0
[7 empty] | 0 | 0 |  | 0 |  |  | 0 | 0 | 0 | 0 | 0
|  |  | ATM |  |  |  | 0 | 0 |  | 0 |  |  | 0 | 0 | 0 | 0 | 0
| 717 |  | ATM BY BANK EQUIPMENT VENDOR COORDINATE W/ VENDOR PRIOR TO INSTALLATION ATM CONDUIT STUB-UP REQUIREMENTS : COORDINATE FINAL LOCATION WITH MANUFACTURER AND ELECTRICAL REQUIREMENTS PRIOR TO ROUGH-IN PROVIDE ONE (1) 3/4" CONDUIT FOR POWER, ONE (1) 2" CONDUIT w/ TWO (2) PULL STRINGS FOR DATA & SECURITY CABLING. STUB-UP CONDUIT AT BOTTOM OF HAND HOLE WITH 120V/30 AMP FOR ATM & 120V/20 AMP FOR TOPPER. COIL FLEX CONDUITS IN HAND HOLE FOR FEED THRU HOLES IN BOTTOM OF ATM. 6" DEEP WELL OPEN TO GRAVEL FOR STUB UPS. | EA | 1 |  | 0 | 0 |  | 0 |  |  | 0 | 0 | 0 | 0 | 0
[7 empty] | 0 | 0 |  | 0 |  |  | 0 | 0 | 0 | 0 | 0
|  |  | SITE LIGHTING FOOTING |  |  |  | 0 | 0 |  | 0 |  |  | 0 | 0 | 0 | 0 | 0
[7 empty] | 0 | 0 |  | 0 |  |  | 0 | 0 | 0 | 0 | 0
|  |  | FOOTINGS |  |  |  | 0 | 0 |  | 0 |  |  | 0 | 0 | 0 | 0 | 0
| 718 |  | 1'-6" DIA x8'-6"H CONCRETE LIGHT POLE FOOTING NO OF FOOTINGS: 5 | CY | 2.7861 | 304.22 | 289.6174 | 806.9064 | 6.415 | 17.8729 | C14H | 52.21 | 38.1655 | 244.8317 | 682.1284 | 1489.0348 | 2100.1613
| 719 |  | EXCAVATION REQUIRED | CY | 1.9667 |  | 0 | 0 | 1.698 | 3.3394 | 1 CLAB | 42.1 | 30.7751 | 52.2561 | 102.7704 | 102.7704 | 146.6533
| 720 |  | HAULOFF | CY | 1.9667 |  | 0 | 0 | 0.425 | 0.83583 | 1 CLAB | 42.1 | 30.7751 | 13.0794 | 25.7229 | 25.7229 | 36.7065
[7 empty] | 0 | 0 |  | 0 |  |  | 0 | 0 | 0 | 0 | 0
|  | DIV. 33 | UTILITIES |  |  |  | SUBTOTAL MATERIAL | 50934.015 |  | 1612 HRS |  |  |  | SUBTOTAL LABOR | 53652.8539 | 104586.8689 | 147686.8811
[7 empty] | 0 | 0 |  | 0 |  |  | 0 | 0 | 0 | 0 | 0
|  |  | UNDERGROUND PIPING |  |  |  | 0 | 0 |  | 0 |  |  | 0 | 0 | 0 | 0 | 0
| 721 | C-4.0-C-5.0 | 15" DIA STORM PIPE LINE | LF | 25.11 | 38.5 | 36.652 | 920.3317 | 0.32 | 8.0352 | B-14 | 48.7 | 35.5997 | 11.3919 | 286.0507 | 1206.3824 | 1693.3456
| 722 |  | 18" DIA STORM PIPE LINE | LF | 332.42 | 44.5 | 42.364 | 14082.6409 | 0.364 | 121.0009 | B-14 | 48.7 | 35.5997 | 12.9583 | 4307.595 | 18390.2359 | 25811.9378
| 723 |  | 6" SANITARY SEWER PIPE LINE | LF | 295.96 | 24.5 | 23.324 | 6902.971 | 0.41 | 121.3436 | Q-1 | 58 | 42.398 | 17.3832 | 5144.726 | 12047.697 | 16980.8327
| 724 |  | 1: UNDERGROUND GAS SERVICE LINE - COORDINATE WITH UTILITY PROVIDER | LF | 152 | 11.85 | 11.2812 | 1714.7424 | 0.288 | 43.776 | B-20A | 50.55 | 36.952 | 10.6422 | 1617.6129 | 3332.3553 | 4702.8
| 725 |  | 8" HDPE HEADER PIPE FOR ROOF DRAIN | LF | 168.18 | 6.82 | 6.4926 | 1091.9322 | 0.047 | 7.9045 | B-20 | 47.02 | 34.3716 | 1.6155 | 271.6891 | 1363.6213 | 1912.4745
| 726 |  | 8: 1" PVC DOMESTIC WATERINE | LF | 138.27 | 4.8 | 4.5696 | 631.8386 | 0.174 | 24.059 | 1 PLUM | 64.45 | 47.1129 | 8.1977 | 1133.4895 | 1765.3281 | 2499.789
| 727 |  | 3: UNDERGROUND POWER SERVICE. | LF | 72.88 | 0.7 | 0.6664 | 48.5672 | 0.007 | 0.51016 | 1 ELEC | 61.3 | 44.8103 | 0.31367 | 22.8604 | 71.4277 | 100.4411
| 728 |  | 4: UNDERGROUND TELEPHONE SERVICE | LF | 74.43 | 0.4 | 0.3808 | 28.3429 | 0.008 | 0.59544 | 1 ELEC | 61.3 | 44.8103 | 0.35848 | 26.6818 | 55.0248 | 77.6531
[7 empty] | 0 | 0 |  | 0 |  |  | 0 | 0 | 0 | 0 | 0
|  |  | CLEANOUTS |  |  |  | 0 | 0 |  | 0 |  |  | 0 | 0 | 0 | 0 | 0
| 729 | C-5.0 | 4" DIA SANITARY CLEANOUTS W/ RECESSED BRASS CLEANOUT PLUG | EA | 6 | 340 | 323.68 | 1942.08 | 1.333 | 7.998 | 1 PLUM | 64.45 | 47.1129 | 62.8016 | 376.8094 | 2318.8894 | 3249.6275
[7 empty] | 0 | 0 |  | 0 |  |  | 0 | 0 | 0 | 0 | 0
|  |  | INLETS |  |  |  | 0 | 0 |  | 0 |  |  | 0 | 0 | 0 | 0 | 0
| 730 | C-4.0 | A2-2-STGI: HOODED GRATE INLET - NO DETAILS | EA | 5 | 1250 | 1190 | 5950 | 8 | 40 | B-13 | 56.41 | 41.2357 | 329.8857 | 1649.4284 | 7599.4284 | 10662.3143
| 731 |  | YARD INLET - NO DETAILS | EA | 1 | 1000 | 952 | 952 | 6 | 6 | B-13 | 56.41 | 41.2357 | 247.4143 | 247.4143 | 1199.4143 | 1682.4329
[7 empty] | 0 | 0 |  | 0 |  |  | 0 | 0 | 0 | 0 | 0
|  |  | JUNCTION BOX |  |  |  | 0 | 0 |  | 0 |  |  | 0 | 0 | 0 | 0 | 0
| 732 | C-4.0 | 4'-0" DIA PRECAST CONCRETE JUNCTION BOX - NO DETAILS SO ASSUMED | EA | 1 | 2400 | 2284.8 | 2284.8 | 12 | 12 | B-13 | 56.41 | 41.2357 | 494.8285 | 494.8285 | 2779.6285 | 3896.615
[7 empty] | 0 | 0 |  | 0 |  |  | 0 | 0 | 0 | 0 | 0
|  |  | CONTROL STRUCTURE |  |  |  | 0 | 0 |  | 0 |  |  | 0 | 0 | 0 | 0 | 0
| 733 | C-4.0 | 4'-0" DIA PRECAST CONCRETE OUTLET CONTROL STRUCTURE - NO DETAILS SO ASSUMED | EA | 1 | 4225 | 4022.2 | 4022.2 | 25.705 | 25.705 | B-13 | 56.41 | 41.2357 | 1059.9639 | 1059.9639 | 5082.1639 | 7129.1686
[7 empty] | 0 | 0 |  | 0 |  |  | 0 | 0 | 0 | 0 | 0
|  |  | MISC. |  |  |  | 0 | 0 |  | 0 |  |  | 0 | 0 | 0 | 0 | 0
| 734 | C-4.0-C-5.0 | 5: PROPOSED 8"x8"x1" TAPPING SADDLE AND CORPORATION STOP | EA | 1 | 450 | 428.4 | 428.4 | 3 | 3 | Q-1 | 58 | 42.398 | 127.194 | 127.194 | 555.594 | 779.7236
| 735 |  | 9: 1" DOMESTIC WATER METER | EA | 1 | 660 | 628.32 | 628.32 | 2.5 | 2.5 | 1 PLUM | 64.45 | 47.1129 | 117.7824 | 117.7824 | 746.1024 | 1045.4615
| 736 |  | 9: 1" DOMESTICRPZ BACKFLOW PREVENTER | EA | 1 | 389 | 370.328 | 370.328 | 1.25 | 1.25 | 1 PLUM | 64.45 | 47.1129 | 58.8912 | 58.8912 | 429.2192 | 601.1637
| 737 |  | 2: CONNECTION AT EXISTING MANHOLE FOR SANITARY SEWER CONNECTION. CORE MANHOLE FROM INSIDE AT INVERT ELEVATION SHOWN AND GROUT WATER TIGHT | EA | 1 | 250 | 238 | 238 | 5 | 5 | B-13 | 56.41 | 41.2357 | 206.1785 | 206.1785 | 444.1785 | 626.56
| 738 |  | A1-STHW: 6" CONCRETE HEADWALL | LF | 9 | 35 | 33.32 | 299.88 | 0.5 | 4.5 | B-13 | 56.41 | 41.2357 | 20.6179 | 185.5607 | 485.4407 | 683.5475
| 739 |  | 2: IRRIGATION BACKFLOW | EA | 2 | 4410 | 4198.32 | 8396.64 | 4.5 | 9 | Q-1 | 58 | 42.398 | 190.791 | 381.582 | 8778.222 | 12269.5856
[7 empty] | 0 | 0 |  | 0 |  |  | 0 | 0 | 0 | 0 | 0
|  |  | PIPE TRENCHING |  |  |  | 0 | 0 |  | 0 |  |  | 0 | 0 | 0 | 0 | 0
| 740 | C-4.0-C-5.0 | EXCAVATION REQUIRED FOR PIPE TRENCHING | CY | 456.6667 |  | 0 | 0 | 1.698 | 775.42 | 1 CLAB | 42.1 | 30.7751 | 52.2561 | 23863.628 | 23863.628 | 34053.3972
| 741 |  | BACKFILL REQUIRED | CY | 414.6667 |  | 0 | 0 | 0.903 | 374.444 | 1 CLAB | 42.1 | 30.7751 | 27.7899 | 11523.5515 | 11523.5515 | 16444.1081
| 742 |  | HAULOFF | CY | 42 |  | 0 | 0 | 0.425 | 17.85 | 1 CLAB | 42.1 | 30.7751 | 13.0794 | 549.3355 | 549.3355 | 783.9018
[7 empty] | 0 | 0 |  | 0 |  |  | 0 | 0 | 0 | 0 | 0
There was a clash between the graphics drawing and the architectural drawing in the finished schedule. We followed the graphics design drawing because it was the latest.